## Ageing as on 19th Feb
Material | DESCRIPTION | Vacon discription | Product Class | <3 Mts Qty | <3 Mts Value | 3-6 Mts Qty | 3-6 Mts value | 6-12 Mts Qty | 6-12 Mts Value | 1-2 Yr Qty | 1-2 Yr Value | >2 Yr Qty | >2 Yr Value | > 3 MONTHS | Currently Stock | Current stock value | Plant | Open Orders | Free stock
130A0117 | Top label without logo for IP55/66 70mm |  | DD Spare parts | 0 | 0 | 0 | 0 | 0 | 0 | 0 | 0 | 1 | 0 | 1 | 1 | 0 | 2460 | 0 | 1
130B0152 | acc. bag mco102 |  | DD Spare parts | 0 | 0 | 0 | 0 | 1 | 330.11 | 0 | 0 | 0 | 0 | 1 | 1 | 330.11 | 2460 | 0 | 1
130B0264 | Cradle for A5,B1,B2,C1,C2,D2h enclosure |  | DD Spare parts | 0 | 0 | 1 | 279.24 | 0 | 0 | 0 | 0 | 0 | 0 | 1 | 1 | 279.24 | 2460 | 2
130B1007 | Frame for LCP Control Pad w/o option |  | DD Spare parts | 0 | 0 | 0 | 0 | 0 | 0 | 0 | 0 | 5 | 577.25 | 5 | 5 | 577.25 | 2460 | 0 | 5
130B1011 | Terminal cover frame A1-A3 w/o option |  | DD Spare parts | 0 | 0 | 0 | 0 | 0 | 0 | 0 | 0 | 10 | 1067.24 | 10 | 10 | 1067.24 | 2460 | 0 | 10
130B1029 | Mains switch 250A |  | DD Spare parts | 0 | 0 | 0 | 0 | 0 | 0 | 0 | 0 | 1 | 10413.51 | 1 | 1 | 10413.51 | 2460 | 0 | 1
130B1030 | Mains switch 63A |  | DD Spare parts | 0 | 0 | 1 | 2724.28 | 0 | 0 | 0 | 0 | 0 | 0 | 1 | 1 | 2724.28 | 2460 | 0 | 1
130B1033 | Mains switch 160A |  | DD Spare parts | 0 | 0 | 0 | 0 | 1 | 7976.81 | 0 | 0 | 0 | 0 | 1 | 1 | 7976.81 | 2460 | 0 | 1
130B1037 | DC coil 55kW T4/6 and 30kW T2 |  | DD Spare parts | 0 | 0 | 1 | 7356.24 | 0 | 0 | 0 | 0 | 0 | 0 | 1 | 1 | 7356.24 | 2460 | 0 | 1
130B1038 | DC coil 75kW T4/6, 37kW T2, 37-90kW T7 |  | DD Spare parts | 1 | 8732.79 | 0 | 0 | 0 | 0 | 0 | 0 | 0 | 0 | 0 | 1 | 8732.79 | 2460 | 2
130B1039 | DC coil 90kW T4/6 and 45kW T2 |  | DD Spare parts | 1 | 10249.06 | 0 | 0 | 0 | 0 | 0 | 0 | 0 | 0 | 0 | 1 | 10249.06 | 2460 | 0
130B1049 | Panel Through Mounting Kit, C2 |  | Accessories for Electrical Drives | 0 | 0 | 0 | 0 | 3 | 3261.29 | 0 | 0 | 0 | 0 | 3 | 3 | 3261.29 | 2460 | 0 | 3
130B1053 | Mains switch 25A |  | DD Spare parts | 0 | 0 | 0 | 0 | 1 | 1790.71 | 0 | 0 | 0 | 0 | 1 | 1 | 1790.71 | 2460 | 0 | 1
130B1068 | Multiple relay 2 plug (10pc.) |  | DD Spare parts | 0 | 0 | 0 | 0 | 0 | 0 | 1 | 408.12 | 1 | 387.94 | 2 | 2 | 796.06 | 2460 | 0 | 2
130B1073 | 10 pole connector (10 Pcs.) |  | DD Spare parts | 0 | 0 | 0 | 0 | 0 | 0 | 0 | 0 | 5 | 5854 | 5 | 5 | 5854 | 2460 | 0 | 5
130B1075 | Spare Profibus/BacNet 5 pin con. (10pcs) |  | DD Spare parts | 0 | 0 | 1 | 1349.79 | 0 | 0 | 0 | 0 | 0 | 0 | 1 | 1 | 1349.79 | 2460 | 0 | 1
130B1077 | Blindcover, w/ Danfoss logo, IP55/66 |  | Accessories for Electrical Drives | 2 | 1307.19 | 0 | 0 | 0 | 0 | 0 | 0 | 0 | 0 | 0 | 2 | 1307.19 | 2460 | 2
130B1078 | VLT® Control Panel LCP 102, graphical |  | Accessories for Electrical Drives | 1 | 1433.41 | 1 | 1490.05 | 0 | 0 | 0 | 0 | 0 | 0 | 1 | 2 | 2923.46 | 2460 | 0 | 1
130B1085 | Handle and gasket for mains switch |  | DD Spare parts | 0 | 0 | 1 | 589.25 | 1 | 387.63 | 0 | 0 | 0 | 0 | 2 | 2 | 976.88 | 2460 | 0 | 2
130B1088 | LCP Blindcover, w/ Danfoss logo, IP20/21 |  | Accessories for Electrical Drives | 0 | 0 | 0 | 0 | 1 | 209.29 | 0 | 0 | 0 | 0 | 1 | 1 | 209.29 | 2460 | 1
130B1096 | Fan assembly 70x70x25 mm coated |  | DD Spare parts | 3 | 1319.41 | 0 | 0 | 0 | 0 | 0 | 0 | 0 | 0 | 0 | 3 | 1319.41 | 2460 | 0
130B1097 | Fan assembly 80x80x25mm coated |  | DD Spare parts | 5 | 1879.7 | 0 | 0 | 0 | 0 | 0 | 0 | 0 | 0 | 0 | 5 | 1879.7 | 2460 | 27
130B1100 | VLT® Profibus DP V1 MCA 101 |  | Accessories for Electrical Drives | 10 | 19720.85 | 0 | 0 | 0 | 0 | 0 | 0 | 0 | 0 | 0 | 10 | 19720.85 | 2460 | 0
130B1107 | VLT® Control Panel LCP 102 |  | Accessories for Electrical Drives | 0 | 0 | 0 | 0 | 0 | 0 | 0 | 0 | 2 | 2790.55 | 2 | 2 | 2790.55 | 2464 | 85
130B1107 | VLT® Control Panel LCP 102 |  | Accessories for Electrical Drives | 95 | 131888.35 | 0 | 0 | 0 | 0 | 0 | 0 | 0 | 0 | 0 | 95 | 131888.35 | 2460 | 85
130B1108 | VLT® 24V DC Supply MCB 107, uncoated |  | Accessories for Electrical Drives | 2 | 7886.64 | 0 | 0 | 0 | 0 | 0 | 0 | 0 | 0 | 0 | 2 | 7886.64 | 2460 | 1
130B1109 | CONTROL CARD FC 302 |  | DD Spare parts | 1 | 7416.25 | 0 | 0 | 0 | 0 | 0 | 0 | 0 | 0 | 0 | 1 | 7416.25 | 2464 | 14
130B1109 | CONTROL CARD FC 302 |  | DD Spare parts | 137 | 486271.06 | 0 | 0 | 0 | 0 | 0 | 0 | 0 | 0 | 0 | 137 | 486271.06 | 2460 | 14
130B1110 | VLT® Relay Option MCB 105, uncoated |  | Accessories for Electrical Drives | 1 | 1360.18 | 0 | 0 | 0 | 0 | 0 | 0 | 0 | 0 | 0 | 1 | 1360.18 | 2460 | 0
130B1115 | VLT® Encoder Input MCB 102, uncoated |  | Accessories for Electrical Drives | 0 | 0 | 1 | 2403.83 | 0 | 0 | 0 | 0 | 0 | 0 | 1 | 1 | 2403.83 | 2460 | 0 | 1
130B1116 | Control Terminals replaced by 134B1992 |  | Accessories for Electrical Drives | 0 | 0 | 0 | 0 | 0 | 0 | 0 | 0 | 19 | 2709.02 | 19 | 19 | 2709.02 | 2460 | 0 | 19
130B1117 | LCP Mounting Kit, w/ no LCP |  | Accessories for Electrical Drives | 126 | 84974 | 0 | 0 | 0 | 0 | 0 | 0 | 0 | 0 | 0 | 126 | 84974 | 2460 | 70
130B1118 | VLT® Ext. Cascade Contr. MCO 101,unctd |  | Accessories for Electrical Drives | 0 | 0 | 0 | 0 | 0 | 0 | 0 | 0 | 3 | 19782.9 | 3 | 3 | 19782.9 | 2460 | 0 | 3
130B1123 | IP 21/Type 1 conversion kit, A3 |  | Accessories for Electrical Drives | 0 | 0 | 0 | 0 | 1 | 1000.91 | 0 | 0 | 0 | 0 | 1 | 1 | 1000.91 | 2460 | 1
130B1126 | Control Card with safe stop for FC-301 |  | DD Spare parts | 0 | 0 | 0 | 0 | 2 | 6588.73 | 0 | 0 | 0 | 0 | 2 | 2 | 6588.73 | 2460 | 0 | 2
130B1128 | Control Card w/o safe stop for FC-301 |  | DD Spare parts | 8 | 24801.89 | 0 | 0 | 0 | 0 | 0 | 0 | 0 | 0 | 0 | 8 | 24801.89 | 2460 | 1
130B1129 | LCP Mounting Kit Blind Cover IP55/66, 8m |  | Accessories for Electrical Drives | 2 | 2520.73 | 0 | 0 | 0 | 0 | 0 | 0 | 0 | 0 | 0 | 2 | 2520.73 | 2460 | 2
130B1134 | VLT® Motion Control MCO 305, uncoated |  | Accessories for Electrical Drives | 0 | 0 | 0 | 0 | 1 | 5789.54 | 0 | 0 | 0 | 0 | 1 | 1 | 5789.54 | 2460 | 0 | 1
130B1135 | VLT® PROFINET MCA 120, uncoated |  | Accessories for Electrical Drives | 4 | 15766.52 | 0 | 0 | 0 | 0 | 0 | 0 | 0 | 0 | 0 | 4 | 15766.52 | 2460 | 0
130B1137 | VLT® PTC Thermistor Card MCB 112, ctd |  | Accessories for Electrical Drives | 1 | 1928.86 | 0 | 0 | 0 | 0 | 0 | 0 | 0 | 0 | 0 | 1 | 1928.86 | 2460 | 6
130B1143 | VLT® Analog I/O Option MCB 109, unctd |  | Accessories for Electrical Drives | 1 | 1579.55 | 0 | 0 | 0 | 0 | 0 | 0 | 0 | 0 | 0 | 1 | 1579.55 | 2460 | 0
130B1150 | Control Card with safe stop for FC-102 |  | DD Spare parts | 0 | 0 | 0 | 0 | 15 | 41467.2 | 0 | 0 | 0 | 0 | 15 | 15 | 41467.2 | 2460 | 0 | 15
130B1151 | Control Card w/o safe stop for FC-102 |  | DD Spare parts | 0 | 0 | 1 | 2767.64 | 0 | 0 | 0 | 0 | 0 | 0 | 1 | 1 | 2767.64 | 2464 | 15
130B1151 | Control Card w/o safe stop for FC-102 |  | DD Spare parts | 18 | 51591.1 | 0 | 0 | 0 | 0 | 0 | 0 | 0 | 0 | 0 | 18 | 51591.1 | 2460 | 15
130B1157 | oem costumer graphic lcp |  | Accessories for Electrical Drives | 0 | 0 | 1 | 1363.64 | 4 | 5100.14 | 0 | 0 | 0 | 0 | 5 | 5 | 6463.78 | 2460 | 0 | 5
130B1164 | VLT® Extended Relay Card MCB 113 |  | Accessories for Electrical Drives | 0 | 0 | 1 | 3081.97 | 0 | 0 | 0 | 0 | 0 | 0 | 1 | 1 | 3081.97 | 2460 | 0 | 1
130B1168 | Control Card w/o safe stop for FC-202 |  | DD Spare parts | 0 | 0 | 0 | 0 | 0 | 0 | 1 | 2291.07 | 0 | 0 | 1 | 1 | 2291.07 | 2464 | 0 | 1
130B1168 | Control Card w/o safe stop for FC-202 |  | DD Spare parts | 1 | 2865.18 | 0 | 0 | 0 | 0 | 0 | 0 | 0 | 0 | 0 | 1 | 2865.18 | 2460 | 0
130B1170 | LCP Panel Mounting Kit w/o cable |  | Accessories for Electrical Drives | 11 | 5932.44 | 0 | 0 | 0 | 0 | 0 | 0 | 0 | 0 | 0 | 11 | 5932.44 | 2460 | 6
130B1172 | VLT® Sensor Input Card MCB 114, unctd |  | Accessories for Electrical Drives | 0 | 0 | 0 | 0 | 0 | 0 | 0 | 0 | 2 | 9932.9 | 2 | 2 | 9932.9 | 2460 | 0 | 2
130B1187 | IP 21/Type 1 conversion kit, B3 |  | Accessories for Electrical Drives | 0 | 0 | 1 | 3323.39 | 0 | 0 | 0 | 0 | 0 | 0 | 1 | 1 | 3323.39 | 2460 | 1
130B1191 | IP 21/Type 1 conversion kit, C3 |  | Accessories for Electrical Drives | 0 | 0 | 0 | 0 | 0 | 0 | 0 | 0 | 2 | 7010.8 | 2 | 2 | 7010.8 | 2460 | 0 | 2
130B1196 | VLT® Modbus TCP MCA 122 |  | Accessories for Electrical Drives | 0 | 0 | 0 | 0 | 0 | 0 | 2 | 7087.38 | 0 | 0 | 2 | 2 | 7087.38 | 2460 | 0 | 2
130B1200 | VLT® Profibus DP V1 MCA 101, coated |  | Accessories for Electrical Drives | 9 | 19125.61 | 0 | 0 | 0 | 0 | 0 | 0 | 0 | 0 | 0 | 9 | 19125.61 | 2460 | 2
130B1202 | VLT® DeviceNet MCA 104, coated |  | Accessories for Electrical Drives | 0 | 0 | 0 | 0 | 0 | 0 | 2 | 2817.8 | 0 | 0 | 2 | 2 | 2817.8 | 2460 | 0 | 2
130B1203 | VLT® Encoder Input MCB 102, coated |  | Accessories for Electrical Drives | 0 | 0 | 0 | 0 | 1 | 2701.22 | 0 | 0 | 0 | 0 | 1 | 1 | 2701.22 | 2460 | 0 | 1
130B1203 | VLT® Encoder Input MCB 102, coated |  | Accessories for Electrical Drives | 2 | 5402.43 | 0 | 0 | 0 | 0 | 0 | 0 | 0 | 0 | 0 | 2 | 5402.43 | 2464 | 0
130B1208 | VLT® 24V DC Supply MCB 107, coated |  | Accessories for Electrical Drives | 3 | 3202.28 | 0 | 0 | 0 | 0 | 0 | 0 | 0 | 0 | 0 | 3 | 3202.28 | 2460 | 0
130B1218 | VLT® Ext. Cascade Contr. MCO 101, ctd |  | Accessories for Electrical Drives | 0 | 0 | 0 | 0 | 2 | 8328.94 | 0 | 0 | 0 | 0 | 2 | 2 | 8328.94 | 2460 | 0 | 2
130B1219 | VLT® EtherNet IP MCA 121, coated |  | Accessories for Electrical Drives | 1 | 4207.26 | 0 | 0 | 0 | 0 | 0 | 0 | 0 | 0 | 0 | 1 | 4207.26 | 2460 | 0
130B1227 | VLT® Resolver Input MCB 103, coated |  | Accessories for Electrical Drives | 0 | 0 | 0 | 0 | 1 | 3260.58 | 0 | 0 | 0 | 0 | 1 | 1 | 3260.58 | 2460 | 0 | 1
130B1233 | AHF-DB-029-400-50-20-A |  | Accessories for Electrical Drives | 1 | 26992.88 | 0 | 0 | 0 | 0 | 0 | 0 | 0 | 0 | 0 | 1 | 26992.88 | 2460 | 1
130B1234 | VLT® Motion Control MCO 305, coated |  | Accessories for Electrical Drives | 0 | 0 | 0 | 0 | 0 | 0 | 0 | 0 | 1 | 8640.07 | 1 | 1 | 8640.07 | 2464 | 0 | 1
130B1235 | VLT® PROFINET MCA 120, coated |  | Accessories for Electrical Drives | 5 | 20914.68 | 0 | 0 | 0 | 0 | 0 | 0 | 0 | 0 | 0 | 5 | 20914.68 | 2460 | 5
130B1240 | AHF-DB-055-400-50-20-A |  | Accessories for Electrical Drives | 1 | 38434.72 | 0 | 0 | 0 | 0 | 0 | 0 | 0 | 0 | 0 | 1 | 38434.72 | 2460 | 0
130B1243 | VLT® Analog I/O Option MCB 109, coated |  | Accessories for Electrical Drives | 0 | 0 | 0 | 0 | 0 | 0 | 0 | 0 | 28 | 51062.72 | 28 | 28 | 51062.72 | 2464 | 0 | 28
130B1252 | VLT® Synchronizing Ctrl. MCO 350, ctd |  | Accessories for Electrical Drives | 0 | 0 | 0 | 0 | 0 | 0 | 0 | 0 | 2 | 17415.79 | 2 | 2 | 17415.79 | 2460 | 0 | 2
130B1264 | VLT® Extended Relay Card MCB 113, ctd |  | Accessories for Electrical Drives | 0 | 0 | 1 | 3402.14 | 0 | 0 | 0 | 0 | 0 | 0 | 1 | 1 | 3402.14 | 2460 | 0 | 1
130B1269 | VLT® AK-LonWorks MCA 107, coated |  | Accessories for Electrical Drives | 0 | 0 | 0 | 0 | 1 | 1693.65 | 0 | 0 | 0 | 0 | 1 | 1 | 1693.65 | 2460 | 0 | 1
130B1300 | Acc.bag framesize B4 - OBS. use 134B1983 |  | DD Spare parts | 0 | 0 | 0 | 0 | 0 | 0 | 0 | 0 | 8 | 5861.71 | 8 | 8 | 5861.71 | 2460 | 0 | 8
130B1391 | AHF-DA-480-400-50-00-A |  | Accessories for Electrical Drives | 0 | 0 | 0 | 0 | 0 | 0 | 0 | 0 | 1 | 122301.6 | 1 | 1 | 122301.6 | 2460 | 0 | 1
130B1396 | AHF-DB-034-400-50-00-A |  | Accessories for Electrical Drives | 0 | 0 | 0 | 0 | 0 | 0 | 0 | 0 | 1 | 28023.38 | 1 | 1 | 28023.38 | 2460 | 0 | 1
130B1423 | DC bus capacitor 4500µF 450V |  | DD Spare parts | 0 | 0 | 8 | 26345.01 | 0 | 0 | 0 | 0 | 0 | 0 | 8 | 8 | 26345.01 | 2460 | 0 | 8
130B1436 | DC coil 37kW T4/6 and 18kW T2 frame B4 |  | DD Spare parts | 0 | 0 | 0 | 0 | 0 | 0 | 0 | 0 | 5 | 16845.57 | 5 | 5 | 16845.57 | 2460 | 0 | 5
130B1441 | Loadsharing terminal with wire for B4 |  | DD Spare parts | 18 | 6838.76 | 0 | 0 | 0 | 0 | 0 | 0 | 0 | 0 | 0 | 18 | 6838.76 | 2460 | 0
130B1490 | VLT® POWERLINK MCA 123, coated |  | Accessories for Electrical Drives | 4 | 15289.13 | 0 | 0 | 0 | 0 | 0 | 0 | 0 | 0 | 0 | 4 | 15289.13 | 2460 | 0
130B1820 | Power Card 11kW 400V |  | DD Spare parts | 0 | 0 | 0 | 0 | 1 | 10262.66 | 0 | 0 | 0 | 0 | 1 | 1 | 10262.66 | 2460 | 0 | 1
130B1821 | Power Card 15kW 400V |  | DD Spare parts | 0 | 0 | 1 | 10350.44 | 0 | 0 | 0 | 0 | 0 | 0 | 1 | 1 | 10350.44 | 2460 | 0 | 1
130B1822 | Power Card 18kW 400V |  | DD Spare parts | 0 | 0 | 0 | 0 | 1 | 11526.95 | 0 | 0 | 0 | 0 | 1 | 1 | 11526.95 | 2464 | 0 | 1
130B1822 | Power Card 18kW 400V |  | DD Spare parts | 1 | 11848.17 | 0 | 0 | 0 | 0 | 0 | 0 | 0 | 0 | 0 | 1 | 11848.17 | 2460 | 0
130B1825 | Power Card 30kW 400/500V |  | DD Spare parts | 1 | 11430.2 | 0 | 0 | 0 | 0 | 0 | 0 | 0 | 0 | 0 | 1 | 11430.2 | 2464 | 0
130B1825 | Power Card 30kW 400/500V |  | DD Spare parts | 1 | 11878.93 | 0 | 0 | 0 | 0 | 0 | 0 | 0 | 0 | 0 | 1 | 11878.93 | 2460 | 0
130B1826 | Switch Mode Power Supply 30kW 400V |  | DD Spare parts | 0 | 0 | 0 | 0 | 1 | 5194.07 | 0 | 0 | 0 | 0 | 1 | 1 | 5194.07 | 2464 | 0 | 1
130B1826 | Switch Mode Power Supply 30kW 400V |  | DD Spare parts | 1 | 6045.89 | 0 | 0 | 0 | 0 | 0 | 0 | 0 | 0 | 0 | 1 | 6045.89 | 2460 | 0
130B1827 | Power Card 37kW 400V |  | DD Spare parts | 1 | 4657.97 | 0 | 0 | 0 | 0 | 1 | 5393.1 | 0 | 0 | 1 | 2 | 10051.07 | 2464 | 0 | 1
130B1827 | Power Card 37kW 400V |  | DD Spare parts | 1 | 5285.33 | 0 | 0 | 0 | 0 | 0 | 0 | 0 | 0 | 0 | 1 | 5285.33 | 2460 | 0
130B1829 | Power Card 55kW 400V |  | DD Spare parts | 0 | 0 | 0 | 0 | 1 | 5280.41 | 0 | 0 | 0 | 0 | 1 | 1 | 5280.41 | 2464 | 2
130B1829 | Power Card 55kW 400V |  | DD Spare parts | 1 | 5565.23 | 0 | 0 | 0 | 0 | 0 | 0 | 0 | 0 | 0 | 1 | 5565.23 | 2460 | 2
130B1830 | Power Card 75kW 400V |  | DD Spare parts | 0 | 0 | 0 | 0 | 1 | 5627.58 | 0 | 0 | 0 | 0 | 1 | 1 | 5627.58 | 2464 | 0 | 1
130B1830 | Power Card 75kW 400V |  | DD Spare parts | 0 | 0 | 1 | 6385.09 | 0 | 0 | 0 | 0 | 0 | 0 | 1 | 1 | 6385.09 | 2460 | 0 | 1
130B1831 | Power Card 90kW 400V |  | DD Spare parts | 0 | 0 | 0 | 0 | 1 | 5957.57 | 0 | 0 | 0 | 0 | 1 | 1 | 5957.57 | 2464 | 0 | 1
130B1831 | Power Card 90kW 400V |  | DD Spare parts | 1 | 6517.85 | 0 | 0 | 0 | 0 | 0 | 0 | 0 | 0 | 0 | 1 | 6517.85 | 2460 | 0
130B1841 | Power Card 15kW 500V for frame B1 |  | DD Spare parts | 1 | 11096.43 | 0 | 0 | 0 | 0 | 0 | 0 | 0 | 0 | 0 | 1 | 11096.43 | 2460 | 0
130B1842 | Power Card 18kW 500V |  | DD Spare parts | 1 | 11578.9 | 0 | 0 | 0 | 0 | 0 | 0 | 0 | 0 | 0 | 1 | 11578.9 | 2460 | 0
130B1844 | Switch Mode Power Supply 30kW 500V |  | DD Spare parts | 0 | 0 | 0 | 0 | 0 | 0 | 1 | 4452.27 | 0 | 0 | 1 | 1 | 4452.27 | 2460 | 0 | 1
130B1845 | Power Card 37kW 500V |  | DD Spare parts | 1 | 5649.12 | 0 | 0 | 0 | 0 | 0 | 0 | 0 | 0 | 0 | 1 | 5649.12 | 2460 | 0
130B1846 | Power Card 45kW 500V |  | DD Spare parts | 0 | 0 | 0 | 0 | 1 | 5654.34 | 0 | 0 | 0 | 0 | 1 | 1 | 5654.34 | 2464 | 4
130B1846 | Power Card 45kW 500V |  | DD Spare parts | 6 | 34082.97 | 0 | 0 | 0 | 0 | 0 | 0 | 0 | 0 | 0 | 6 | 34082.97 | 2460 | 4
130B1847 | Power Card 55kW 500V |  | DD Spare parts | 0 | 0 | 1 | 5809.42 | 0 | 0 | 0 | 0 | 0 | 0 | 1 | 1 | 5809.42 | 2464 | 2
130B1847 | Power Card 55kW 500V |  | DD Spare parts | 5 | 28778.79 | 0 | 0 | 0 | 0 | 0 | 0 | 0 | 0 | 0 | 5 | 28778.79 | 2460 | 2
130B1848 | Power Card 75kW 500V |  | DD Spare parts | 0 | 0 | 0 | 0 | 1 | 5862.2 | 0 | 0 | 0 | 0 | 1 | 1 | 5862.2 | 2464 | 3
130B1848 | Power Card 75kW 500V |  | DD Spare parts | 7 | 43077.62 | 0 | 0 | 0 | 0 | 0 | 0 | 0 | 0 | 0 | 7 | 43077.62 | 2460 | 3
130B1849 | Power Card 90kW 500V |  | DD Spare parts | 0 | 0 | 0 | 0 | 8 | 45383.84 | 12 | 65654.55 | 0 | 0 | 20 | 20 | 111038.39 | 2460 | 0 | 20
130B1884 | Dual IGBT Module 1200V 150A |  | DD Spare parts | 0 | 0 | 9 | 17208.19 | 55 | 206506.45 | 0 | 0 | 0 | 0 | 64 | 64 | 223714.64 | 2460 | 2 | 62
130B1885 | Dual IGBT Module 1200V 200A |  | DD Spare parts | 5 | 25582.41 | 0 | 0 | 0 | 0 | 0 | 0 | 0 | 0 | 0 | 5 | 25582.41 | 2460 | 0
130B1887 | Inrush SCR/Diode Module 1600V 106A |  | DD Spare parts | 0 | 0 | 0 | 0 | 3 | 6681.04 | 0 | 0 | 0 | 0 | 3 | 3 | 6681.04 | 2464 | 6
130B1887 | Inrush SCR/Diode Module 1600V 106A |  | DD Spare parts | 4 | 6903.08 | 0 | 0 | 94 | 162222.22 | 0 | 0 | 0 | 0 | 94 | 98 | 169125.3 | 2460 | 6 | 88
130B1888 | Inrush SCR/Diode Module 1600V 250A |  | DD Spare parts | 9 | 24107.28 | 0 | 0 | 0 | 0 | 0 | 0 | 0 | 0 | 0 | 9 | 24107.28 | 2460 | 0
130B1894 | Cur. transducercard 500V frame C1 and C3 |  | DD Spare parts | 17 | 55312.66 | 0 | 0 | 0 | 0 | 0 | 0 | 0 | 0 | 0 | 17 | 55312.66 | 2460 | 7
130B1897 | Cur. transducercard 500V frame C2 and C4 |  | DD Spare parts | 2 | 7999.26 | 0 | 0 | 0 | 0 | 0 | 0 | 0 | 0 | 0 | 2 | 7999.26 | 2460 | 1
130B1920 | Power Card 11kW 400V |  | DD Spare parts | 2 | 21346.62 | 0 | 0 | 0 | 0 | 0 | 0 | 0 | 0 | 0 | 2 | 21346.62 | 2460 | 2
130B1921 | Power Card 15kW 400V |  | DD Spare parts | 0 | 0 | 0 | 0 | 2 | 21215.01 | 0 | 0 | 0 | 0 | 2 | 2 | 21215.01 | 2464 | 1 | 1
130B1921 | Power Card 15kW 400V |  | DD Spare parts | 2 | 22246.01 | 0 | 0 | 0 | 0 | 0 | 0 | 0 | 0 | 0 | 2 | 22246.01 | 2460 | 1
130B1922 | Power Card 18kW 400V |  | DD Spare parts | 3 | 35050.29 | 0 | 0 | 0 | 0 | 0 | 0 | 0 | 0 | 0 | 3 | 35050.29 | 2460 | 0
130B1924 | Power Card 22kW 400V |  | DD Spare parts | 1 | 11035.67 | 0 | 0 | 0 | 0 | 0 | 0 | 0 | 0 | 0 | 1 | 11035.67 | 2460 | 0
130B1926 | Power Card 30kW 400V |  | DD Spare parts | 0 | 0 | 0 | 0 | 2 | 24444.42 | 0 | 0 | 0 | 0 | 2 | 2 | 24444.42 | 2464 | 0 | 2
130B1926 | Power Card 30kW 400V |  | DD Spare parts | 2 | 23600.75 | 0 | 0 | 0 | 0 | 0 | 0 | 0 | 0 | 0 | 2 | 23600.75 | 2460 | 0
130B1927 | Power Card 37kW 400V |  | DD Spare parts | 0 | 0 | 0 | 0 | 5 | 32857.13 | 1 | 36262.37 | 0 | 0 | 6 | 6 | 69119.5 | 2464 | 0 | 6
130B1936 | Power Card 45kW 400V |  | DD Spare parts | 1 | 6187.46 | 0 | 0 | 0 | 0 | 0 | 0 | 0 | 0 | 0 | 1 | 6187.46 | 2460 | 0
130B1937 | Power Card 55kW 400V |  | DD Spare parts | 1 | 6510.25 | 1 | 6450.16 | 0 | 0 | 0 | 0 | 0 | 0 | 1 | 2 | 12960.41 | 2460 | 0 | 1
130B1938 | Power Card 75kW 400V |  | DD Spare parts | 0 | 0 | 0 | 0 | 1 | 6307.68 | 0 | 0 | 0 | 0 | 1 | 1 | 6307.68 | 2464 | 0 | 1
130B1938 | Power Card 75kW 400V |  | DD Spare parts | 1 | 6747.22 | 0 | 0 | 0 | 0 | 0 | 0 | 0 | 0 | 0 | 1 | 6747.22 | 2460 | 0
130B1939 | Power Card 90kW 400V |  | DD Spare parts | 1 | 7076.01 | 0 | 0 | 0 | 0 | 0 | 0 | 0 | 0 | 0 | 1 | 7076.01 | 2460 | 0
130B1940 | Power Card 30kW 600V |  | DD Spare parts | 0 | 0 | 0 | 0 | 0 | 0 | 0 | 0 | 1 | 17069.05 | 1 | 1 | 17069.05 | 2460 | 0 | 1
130B1941 | Power Card 15kW 500V for frame B3 |  | DD Spare parts | 1 | 10108.59 | 0 | 0 | 0 | 0 | 0 | 0 | 0 | 0 | 0 | 1 | 10108.59 | 2460 | 0
130B1942 | Power Card 18kW 500V |  | DD Spare parts | 1 | 10663.01 | 0 | 0 | 0 | 0 | 0 | 0 | 0 | 0 | 0 | 1 | 10663.01 | 2460 | 0
130B1943 | Power Card 22kW 500V |  | DD Spare parts | 0 | 0 | 0 | 0 | 1 | 10736.24 | 0 | 0 | 0 | 0 | 1 | 1 | 10736.24 | 2464 | 0 | 1
130B1943 | Power Card 22kW 500V |  | DD Spare parts | 1 | 11093.59 | 0 | 0 | 0 | 0 | 0 | 0 | 0 | 0 | 0 | 1 | 11093.59 | 2460 | 0
130B1944 | Power Card 30kW 500V |  | DD Spare parts | 1 | 11806.77 | 0 | 0 | 0 | 0 | 0 | 0 | 0 | 0 | 0 | 1 | 11806.77 | 2460 | 0
130B1945 | Power Card 37kW 500V |  | DD Spare parts | 0 | 0 | 5 | 63910.5 | 0 | 0 | 0 | 0 | 0 | 0 | 5 | 5 | 63910.5 | 2464 | 0 | 5
130B1945 | Power Card 37kW 500V |  | DD Spare parts | 2 | 23847.81 | 0 | 0 | 0 | 0 | 0 | 0 | 0 | 0 | 0 | 2 | 23847.81 | 2460 | 0
130B1946 | Power Card 45kW 500V |  | DD Spare parts | 0 | 0 | 0 | 0 | 1 | 5874.4 | 0 | 0 | 0 | 0 | 1 | 1 | 5874.4 | 2464 | 0 | 1
130B1946 | Power Card 45kW 500V |  | DD Spare parts | 2 | 12884.47 | 0 | 0 | 0 | 0 | 0 | 0 | 0 | 0 | 0 | 2 | 12884.47 | 2460 | 0
130B1947 | Power Card 55kW 500V |  | DD Spare parts | 1 | 6601.88 | 0 | 0 | 0 | 0 | 0 | 0 | 0 | 0 | 0 | 1 | 6601.88 | 2460 | 0
130B1948 | Power Card 75kW 500V |  | DD Spare parts | 1 | 6653 | 0 | 0 | 0 | 0 | 0 | 0 | 0 | 0 | 0 | 1 | 6653 | 2460 | 0
130B1949 | Power Card 90kW 500V |  | DD Spare parts | 0 | 0 | 0 | 0 | 1 | 6643.37 | 0 | 0 | 0 | 0 | 1 | 1 | 6643.37 | 2464 | 1
130B1949 | Power Card 90kW 500V |  | DD Spare parts | 0 | 0 | 1 | 6915.69 | 0 | 0 | 0 | 0 | 0 | 0 | 1 | 1 | 6915.69 | 2460 | 1
130B1954 | DC Link Card 22kW 400/500V |  | DD Spare parts | 0 | 0 | 1 | 4657.97 | 0 | 0 | 0 | 0 | 0 | 0 | 1 | 1 | 4657.97 | 2464 | 0 | 1
130B1955 | DC Link Card 30+37kW 400/500V |  | DD Spare parts | 0 | 0 | 0 | 0 | 8 | 49710.2 | 0 | 0 | 0 | 0 | 8 | 8 | 49710.2 | 2464 | 0 | 8
130B1955 | DC Link Card 30+37kW 400/500V |  | DD Spare parts | 1 | 6164.02 | 0 | 0 | 0 | 0 | 0 | 0 | 0 | 0 | 0 | 1 | 6164.02 | 2460 | 0
130B1959 | DC Link Card 37kW 600V |  | DD Spare parts | 0 | 0 | 0 | 0 | 0 | 0 | 0 | 0 | 1 | 5445.81 | 1 | 1 | 5445.81 | 2460 | 0 | 1
130B2281 | MCC101A48KT3E00A |  | Accessories for Electrical Drives | 0 | 0 | 0 | 0 | 1 | 12832.82 | 0 | 0 | 0 | 0 | 1 | 1 | 12832.82 | 2460 | 0 | 1
130B2283 | MCC101A75KT3E00A |  | Accessories for Electrical Drives | 0 | 0 | 0 | 0 | 0 | 0 | 0 | 0 | 2 | 42090.7 | 2 | 2 | 42090.7 | 2460 | 0 | 2
130B2404 | MCC101A2K5T3E00A |  | Accessories for Electrical Drives | 0 | 0 | 0 | 0 | 1 | 2339.83 | 0 | 0 | 0 | 0 | 1 | 1 | 2339.83 | 2460 | 0 | 1
130B2409 | MCC101A10KT3E00A |  | Accessories for Electrical Drives | 0 | 0 | 0 | 0 | 1 | 3627.19 | 0 | 0 | 0 | 0 | 1 | 1 | 3627.19 | 2460 | 0 | 1
130B2443 | MCC101A8K0T3E20A |  | Accessories for Electrical Drives | 0 | 0 | 0 | 0 | 1 | 4103.69 | 0 | 0 | 0 | 0 | 1 | 1 | 4103.69 | 2460 | 1
130B2446 | MCC101A17KT3E20A |  | Accessories for Electrical Drives | 1 | 6920.07 | 2 | 13871.92 | 0 | 0 | 0 | 0 | 0 | 0 | 2 | 3 | 20791.99 | 2460 | 3
130B2447 | MCC101A24KT3E20A |  | Accessories for Electrical Drives | 0 | 0 | 5 | 45534 | 0 | 0 | 0 | 0 | 0 | 0 | 5 | 5 | 45534 | 2460 | 5
130B2448 | MCC101A38KT3E20A |  | Accessories for Electrical Drives | 1 | 14293.54 | 0 | 0 | 0 | 0 | 0 | 0 | 0 | 0 | 0 | 1 | 14293.54 | 2460 | 1
130B2449 | Thyristor 1600V 220A |  | DD Spare parts | 2 | 2991.12 | 0 | 0 | 0 | 0 | 0 | 0 | 0 | 0 | 0 | 2 | 2991.12 | 2460 | 2
130B2450 | IGBT Dual 1200V 200A |  | DD Spare parts | 0 | 0 | 0 | 0 | 0 | 0 | 1 | 3395.21 | 2 | 9249.42 | 3 | 3 | 12644.63 | 2460 | 0 | 3
130B2451 | IGBT Dual 1200V 300A |  | DD Spare parts | 4 | 24521.17 | 0 | 0 | 0 | 0 | 0 | 0 | 0 | 0 | 0 | 4 | 24521.17 | 2460 | 2
130B2525 | MCC107 240V 1ph 1,5kW for M2 |  | Accessories for Electrical Drives | 0 | 0 | 0 | 0 | 1 | 3675.43 | 0 | 0 | 0 | 0 | 1 | 1 | 3675.43 | 2460 | 0 | 1
130B2544 | DC-link capacitor 4200uF 400V |  | DD Spare parts | 0 | 0 | 0 | 0 | 0 | 0 | 0 | 0 | 2 | 3683.17 | 2 | 2 | 3683.17 | 2460 | 0 | 2
130B2545 | DC-link capacitor 5600uF 400V |  | DD Spare parts | 0 | 0 | 0 | 0 | 0 | 0 | 0 | 0 | 2 | 4372.23 | 2 | 2 | 4372.23 | 2460 | 0 | 2
130B2549 | Inrush SCR/Diode Module 1600V 72A |  | DD Spare parts | 1 | 823.16 | 0 | 0 | 0 | 0 | 0 | 0 | 0 | 0 | 0 | 1 | 823.16 | 2460 | 0
130B2550 | Inrush SCR/Diode Module 1600V 92A |  | DD Spare parts | 2 | 1947.01 | 0 | 0 | 0 | 0 | 0 | 0 | 0 | 0 | 0 | 2 | 1947.01 | 2460 | 0
130B2836 | MCC102A40KTME20B |  | Accessories for Electrical Drives | 0 | 0 | 0 | 0 | 1 | 5623.16 | 0 | 0 | 0 | 0 | 1 | 1 | 5623.16 | 2460 | 1
130B2839 | MCC102A80KTME20B |  | Accessories for Electrical Drives | 0 | 0 | 0 | 0 | 2 | 20224.15 | 0 | 0 | 0 | 0 | 2 | 2 | 20224.15 | 2460 | 2
130B3184 | MCC101A260T3E00B |  | Accessories for Electrical Drives | 0 | 0 | 0 | 0 | 0 | 0 | 1 | 43290.89 | 0 | 0 | 1 | 1 | 43290.89 | 2460 | 1
130B3242 | Back plate IP66/Type 4X, A5 |  | Accessories for Electrical Drives | 0 | 0 | 0 | 0 | 1 | 1016.55 | 0 | 0 | 0 | 0 | 1 | 1 | 1016.55 | 2460 | 0 | 1
130B3258 | hf common-mode core kit for c frame |  | Accessories for Electrical Drives | 784 | 2824635.76 | 0 | 0 | 0 | 0 | 0 | 0 | 0 | 0 | 0 | 784 | 2824635.76 | 2460 | 100
130B3397 | Back plate IP21/Type 1, IP55/Type 12, B2 |  | Accessories for Electrical Drives | 0 | 0 | 0 | 0 | 1 | 224.85 | 0 | 0 | 0 | 0 | 1 | 1 | 224.85 | 2460 | 0 | 1
130B3406 | External fan for frame size B2 and I6 |  | DD Spare parts | 0 | 0 | 1 | 1571.82 | 0 | 0 | 0 | 0 | 0 | 0 | 1 | 1 | 1571.82 | 2460 | 0 | 1
130B3407 | External fan for frame size B1 |  | DD Spare parts | 4 | 3671.18 | 0 | 0 | 0 | 0 | 0 | 0 | 0 | 0 | 0 | 4 | 3671.18 | 2460 | 2
130B3440 | Coated internal fan for frame size B1 |  | DD Spare parts | 1 | 240.08 | 0 | 0 | 0 | 0 | 0 | 0 | 0 | 0 | 0 | 1 | 240.08 | 2460 | 0
130B3465 | Back plate IP66/Type 4X, SS, B2 |  | Accessories for Electrical Drives | 1 | 721.3 | 0 | 0 | 0 | 0 | 0 | 0 | 0 | 0 | 0 | 1 | 721.3 | 2460 | 1
130B3617 | Plastic busbar and power card fixture |  | DD Spare parts | 0 | 0 | 0 | 0 | 4 | 845.19 | 0 | 0 | 1 | 211.3 | 5 | 5 | 1056.49 | 2464 | 0 | 5
130B3617 | Plastic busbar and power card fixture |  | DD Spare parts | 1 | 5332.96 | 0 | 0 | 0 | 0 | 0 | 0 | 0 | 0 | 0 | 1 | 5332.96 | 2460 | 0
130B3622 | mylarfolie to dc-link card |  | DD Spare parts | 0 | 0 | 0 | 0 | 1 | 38.11 | 0 | 0 | 0 | 0 | 1 | 1 | 38.11 | 2460 | 0 | 1
130B3640 | Nolonger - replaced by 134B1621 |  | DD Spare parts | 0 | 0 | 0 | 0 | 0 | 0 | 0 | 0 | 4 | 973.26 | 4 | 4 | 973.26 | 2464 | 0 | 4
130B3640 | Nolonger - replaced by 134B1621 |  | DD Spare parts | 0 | 0 | 1 | 223.44 | 0 | 0 | 0 | 0 | 0 | 0 | 1 | 1 | 223.44 | 2460 | 0 | 1
130B3699 | Fan assembly 120x120x38 mm coated B4/H6 |  | DD Spare parts | 0 | 0 | 1 | 592.76 | 0 | 0 | 0 | 0 | 0 | 0 | 1 | 1 | 592.76 | 2460 | 4
130B3701 | Fan assembly 127x127x38 mm coated B4/H6 |  | DD Spare parts | 1 | 815.53 | 0 | 0 | 0 | 0 | 0 | 0 | 0 | 0 | 0 | 1 | 815.53 | 2460 | 0
130B3834 | Busbar kit for inverter in framesize C1 |  | DD Spare parts | 0 | 0 | 1 | 1739.37 | 0 | 0 | 0 | 0 | 0 | 0 | 1 | 1 | 1739.37 | 2460 | 0 | 1
130B3836 | Busbar kit for rectificer in frame C1 |  | DD Spare parts | 0 | 0 | 1 | 665.33 | 0 | 0 | 0 | 0 | 0 | 0 | 1 | 1 | 665.33 | 2460 | 0 | 1
130B3837 | Busbar kit for rectificer in frame C2 |  | DD Spare parts | 1 | 883.52 | 0 | 0 | 0 | 0 | 0 | 0 | 0 | 0 | 0 | 1 | 883.52 | 2460 | 2
130B3867 | Fan assembly 172x150x51 mm IP21/54/55 |  | DD Spare parts | 2 | 5847.77 | 0 | 0 | 0 | 0 | 0 | 0 | 0 | 0 | 0 | 2 | 5847.77 | 2460 | 2
130B3888 | Cable assembly for motor cables frame C1 |  | DD Spare parts | 0 | 0 | 1 | 1741.78 | 0 | 0 | 0 | 0 | 0 | 0 | 1 | 1 | 1741.78 | 2460 | 0 | 1
130B3911 | Back plate IP21/Type 1, IP55/Type 12, C2 |  | Accessories for Electrical Drives | 0 | 0 | 0 | 0 | 1 | 285.11 | 0 | 0 | 0 | 0 | 1 | 1 | 285.11 | 2460 | 0 | 1
130B3923 | Fan assembly 60x60x25 mm trans.card C1/2 |  | DD Spare parts | 13 | 3297.87 | 0 | 0 | 0 | 0 | 0 | 0 | 0 | 0 | 0 | 13 | 3297.87 | 2460 | 5
130B3925 | Fan assembly 60x60x25 mm power card C1/2 |  | DD Spare parts | 53 | 12654.04 | 0 | 0 | 0 | 0 | 0 | 0 | 0 | 0 | 0 | 53 | 12654.04 | 2460 | 21
130B4185 | Plastic cover for IP55 frame size A5 |  | DD Spare parts | 1 | 1796.14 | 0 | 0 | 0 | 0 | 0 | 0 | 0 | 0 | 0 | 1 | 1796.14 | 2460 | 1
130B4190 | Front cover IP55/66 for LCP frame B1 |  | DD Spare parts | 0 | 0 | 0 | 0 | 1 | 648.26 | 0 | 0 | 0 | 0 | 1 | 1 | 648.26 | 2460 | 0 | 1
130B4248 | Busbar assembly for SCR frame size C3 |  | DD Spare parts | 0 | 0 | 0 | 0 | 1 | 173.14 | 0 | 0 | 0 | 0 | 1 | 1 | 173.14 | 2460 | 0 | 1
130B4258 | Busbar assembly for SCR frame size C4 |  | DD Spare parts | 0 | 0 | 0 | 0 | 1 | 221.21 | 0 | 0 | 0 | 0 | 1 | 1 | 221.21 | 2460 | 0 | 1
130B4292 | Fan assy 120x120x38 mm IP20 coated 12W |  | DD Spare parts | 1 | 571.41 | 0 | 0 | 0 | 0 | 0 | 0 | 0 | 0 | 0 | 1 | 571.41 | 2460 | 0
130B4294 | Fan assy 127x127x38 mm IP20 coated 18W |  | DD Spare parts | 3 | 2473.52 | 0 | 0 | 0 | 0 | 0 | 0 | 0 | 0 | 0 | 3 | 2473.52 | 2460 | 0
130B4386 | CABLE ASSY/ C4, MOTOR |  | DD Spare parts | 0 | 0 | 0 | 0 | 0 | 0 | 0 | 0 | 5 | 9738 | 5 | 5 | 9738 | 2460 | 0 | 5
130B4428 | Front cover for frame size H6 |  | DD Spare parts | 0 | 0 | 0 | 0 | 0 | 0 | 0 | 0 | 1 | 319.66 | 1 | 1 | 319.66 | 2460 | 0 | 1
130B4497 | rfi-filter assy h6 big |  | DD Spare parts | 0 | 0 | 0 | 0 | 1 | 3757.28 | 0 | 0 | 0 | 0 | 1 | 1 | 3757.28 | 2460 | 0 | 1
130B4607 | Fan assy 127x127x38 mm IP66 22W frame B1 |  | DD Spare parts | 0 | 0 | 0 | 0 | 1 | 1367.54 | 0 | 0 | 0 | 0 | 1 | 1 | 1367.54 | 2460 | 0 | 1
130B4609 | Fan assy 172x150x51 mm IP66 22W frame C1 |  | DD Spare parts | 0 | 0 | 0 | 0 | 0 | 0 | 0 | 0 | 2 | 4487.62 | 2 | 2 | 4487.62 | 2460 | 0 | 2
130B4613 | Fan assy 172x150x51 mm IP66 22W frame C2 |  | DD Spare parts | 0 | 0 | 0 | 0 | 0 | 0 | 0 | 0 | 1 | 4493.82 | 1 | 1 | 4493.82 | 2460 | 0 | 1
130B5308 | cable jumper 44 pole for frame size B1 |  | DD Spare parts | 15 | 1740.38 | 0 | 0 | 0 | 0 | 0 | 0 | 0 | 0 | 0 | 15 | 1740.38 | 2460 | 15
130B5316 | cable jumper/cable jumper 44 pole c1-2 |  | DD Spare parts | 5 | 576.82 | 0 | 0 | 0 | 0 | 0 | 0 | 0 | 0 | 0 | 5 | 576.82 | 2460 | 0
130B5341 | Power Card 30kW 400V |  | DD Spare parts | 1 | 6504.24 | 0 | 0 | 0 | 0 | 0 | 0 | 0 | 0 | 0 | 1 | 6504.24 | 2460 | 0
130B5343 | Power Card 45kW 400V |  | DD Spare parts | 1 | 3720.93 | 0 | 0 | 0 | 0 | 0 | 0 | 0 | 0 | 0 | 1 | 3720.93 | 2460 | 0
130B5345 | Power Card 75kW 400V |  | DD Spare parts | 0 | 0 | 0 | 0 | 3 | 12226.59 | 0 | 0 | 0 | 0 | 3 | 3 | 12226.59 | 2460 | 0 | 3
130B5346 | Power Card 90kW 400V |  | DD Spare parts | 0 | 0 | 0 | 0 | 1 | 4395.06 | 0 | 0 | 0 | 0 | 1 | 1 | 4395.06 | 2460 | 0 | 1
130B5348 | Power Card 30kW 400V |  | DD Spare parts | 0 | 0 | 0 | 0 | 1 | 6186.72 | 0 | 0 | 0 | 0 | 1 | 1 | 6186.72 | 2460 | 0 | 1
130B5367 | Switch Mode Power Supply 30kW 400V |  | DD Spare parts | 0 | 0 | 1 | 3752.32 | 0 | 0 | 0 | 0 | 0 | 0 | 1 | 1 | 3752.32 | 2460 | 0 | 1
130B5646 | VLT® EtherCAT MCA 124, coated |  | Accessories for Electrical Drives | 0 | 0 | 3 | 11813.45 | 0 | 0 | 0 | 0 | 3 | 14084.59 | 6 | 6 | 25898.04 | 2460 | 0 | 6
130B5771 | Mounting Brackets, 40mm, 2 pcs |  | Accessories for Electrical Drives | 0 | 0 | 0 | 0 | 0 | 0 | 4 | 2694.12 | 6 | 5038.39 | 10 | 10 | 7732.51 | 2460 | 0 | 10
130B5776 | LCP 31 Cable, 3m |  | Accessories for Electrical Drives | 1 | 1575.66 | 0 | 0 | 0 | 0 | 0 | 0 | 0 | 0 | 0 | 1 | 1575.66 | 2460 | 2
130B5794 | Control card FCD302 w/Profinet 24V ba |  | DD Spare parts | 0 | 0 | 0 | 0 | 0 | 0 | 0 | 0 | 10 | 61167.2 | 10 | 10 | 61167.2 | 2460 | 0 | 10
130B6443 | VLT® Safety Option MCB 140 |  | Accessories for Electrical Drives | 0 | 0 | 0 | 0 | 1 | 4383.17 | 0 | 0 | 0 | 0 | 1 | 1 | 4383.17 | 2460 | 0 | 1
130B6968 | Control card for FC-103 excl. safe stop |  | DD Spare parts | 3 | 12987.24 | 0 | 0 | 0 | 0 | 0 | 0 | 0 | 0 | 0 | 3 | 12987.24 | 2460 | 3
130B7254 | Load sharing terminal kit for C2 frame |  | DD Spare parts | 0 | 0 | 0 | 0 | 0 | 0 | 1 | 675.18 | 0 | 0 | 1 | 1 | 675.18 | 2460 | 0 | 1
130B7532 | Mounting Kit f. C Option, A5 |  | Accessories for Electrical Drives | 0 | 0 | 0 | 0 | 1 | 779.54 | 0 | 0 | 0 | 0 | 1 | 1 | 779.54 | 2460 | 0 | 1
130B7533 | Mounting Kit C Option, B/C/D/E/F(not B3) |  | Accessories for Electrical Drives | 0 | 0 | 0 | 0 | 0 | 0 | 1 | 708.97 | 0 | 0 | 1 | 1 | 708.97 | 2464 | 0 | 1
130B7533 | Mounting Kit C Option, B/C/D/E/F(not B3) |  | Accessories for Electrical Drives | 0 | 0 | 0 | 0 | 0 | 0 | 2 | 1453.19 | 0 | 0 | 2 | 2 | 1453.19 | 2460 | 0 | 2
130B9048 | Mains terminals OBS order 134B0177 |  | DD Spare parts | 0 | 0 | 0 | 0 | 0 | 0 | 0 | 0 | 3 | 2530.69 | 3 | 3 | 2530.69 | 2464 | 0 | 3
130B9790 | Cable assembly for DCbus cables frame C1 |  | DD Spare parts | 9 | 3308.81 | 1 | 367.92 | 0 | 0 | 0 | 0 | 0 | 0 | 1 | 10 | 3676.73 | 2460 | 0 | 1
130B9791 | Cable assembly for DCbus cables frame C2 |  | DD Spare parts | 0 | 0 | 3 | 1237.15 | 16 | 5868.23 | 0 | 0 | 0 | 0 | 19 | 19 | 7105.38 | 2460 | 0 | 19
130B9838 | Cable assembly for brake cables frame C1 |  | DD Spare parts | 0 | 0 | 0 | 0 | 1 | 173.39 | 0 | 0 | 0 | 0 | 1 | 1 | 173.39 | 2460 | 0 | 1
130B9839 | Cable assembly for mains cables frame C2 |  | DD Spare parts | 1 | 558.52 | 0 | 0 | 0 | 0 | 0 | 0 | 0 | 0 | 0 | 1 | 558.52 | 2460 | 0
130B9878 | Cable assembly for motor cables frame C1 |  | DD Spare parts | 0 | 0 | 0 | 0 | 1 | 818.71 | 0 | 0 | 0 | 0 | 1 | 1 | 818.71 | 2460 | 0 | 1
130B9975 | Motor Cable assembly with RFI Core |  | DD Spare parts | 0 | 0 | 1 | 1135.89 | 0 | 0 | 0 | 0 | 0 | 0 | 1 | 1 | 1135.89 | 2460 | 0 | 1
130B9977 | Cable kit, C1 |  | DD Spare parts | 1 | 569.48 | 0 | 0 | 0 | 0 | 0 | 0 | 0 | 0 | 0 | 1 | 569.48 | 2460 | 0
130B9978 | UVW Terminal Block w.Wire for Disconnect |  | DD Spare parts | 0 | 0 | 1 | 2102.04 | 0 | 0 | 0 | 0 | 0 | 0 | 1 | 1 | 2102.04 | 2460 | 0 | 1
130B9980 | Cable assy f. motor cable, C2 |  | DD Spare parts | 0 | 0 | 0 | 0 | 2 | 3634.06 | 23 | 45542.69 | 0 | 0 | 25 | 25 | 49176.75 | 2460 | 0 | 25
130B9981 | Cable assy motor, C2 |  | DD Spare parts | 1 | 610.86 | 0 | 0 | 0 | 0 | 0 | 0 | 0 | 0 | 0 | 1 | 610.86 | 2460 | 0
131B0004 | FC-302P7K5T5E20H1BXXXXXSXXXXAXBXCXXXXDX |  | VLT AutomationDrive FC 302 | 1 | 21462.61 | 0 | 0 | 0 | 0 | 0 | 0 | 0 | 0 | 0 | 1 | 21462.61 | 2460 | 1
131B0029 | FC-302P1K1T5E20H1XXXXXXSXXXXAXBXCXXXXDX |  | VLT AutomationDrive FC 302 | 0 | 0 | 1 | 7966.55 | 0 | 0 | 0 | 0 | 0 | 0 | 1 | 1 | 7966.55 | 2460 | 0 | 1
131B0031 | FC-302P2K2T5E20H1XXXXXXSXXXXAXBXCXXXXDX |  | VLT AutomationDrive FC 302 | 1 | 15128.15 | 0 | 0 | 0 | 0 | 0 | 0 | 0 | 0 | 0 | 1 | 15128.15 | 2460 | 0
131B0035 | FC-302PK75T5E20H1XGXXXXSXXXXAXBXCXXXXDX |  | VLT AutomationDrive FC 302 | 0 | 0 | 1 | 9028.43 | 0 | 0 | 0 | 0 | 0 | 0 | 1 | 1 | 9028.43 | 2460 | 0 | 1
131B0038 | FC-302P2K2T5E20H1XGXXXXSXXXXAXBXCXXXXDX |  | VLT AutomationDrive FC 302 | 0 | 0 | 2 | 32553.24 | 0 | 0 | 0 | 0 | 0 | 0 | 2 | 2 | 32553.24 | 2460 | 3
131B0041 | FC-302P5K5T5E20H1XGXXXXSXXXXAXBXCXXXXDX |  | VLT AutomationDrive FC 302 | 1 | 10338.12 | 0 | 0 | 0 | 0 | 0 | 0 | 0 | 0 | 0 | 1 | 10338.12 | 2460 | 1
131B0042 | FC-302P7K5T5E20H1XGXXXXSXXXXAXBXCXXXXDX |  | VLT AutomationDrive FC 302 | 1 | 10384.94 | 0 | 0 | 0 | 0 | 0 | 0 | 0 | 0 | 0 | 1 | 10384.94 | 2460 | 1
131B0061 | FC-302P5K5T5E20H1BGCXXXSXXXXAXBXCXXXXDX |  | VLT AutomationDrive FC 302 | 2 | 43448.34 | 0 | 0 | 0 | 0 | 0 | 0 | 0 | 0 | 0 | 2 | 43448.34 | 2460 | 2
131B0068 | FC-302P2K2T5E20H2BGXXXXSXXXXAXBXCXXXXDX |  | VLT AutomationDrive FC 302 | 0 | 0 | 1 | 15977.1 | 0 | 0 | 0 | 0 | 0 | 0 | 1 | 1 | 15977.1 | 2460 | 0 | 1
131B0075 | FC-302PK75T5E20H2XGXXXXSXXXXAXBXCXXXXDX |  | VLT AutomationDrive FC 302 | 2 | 17016.72 | 0 | 0 | 0 | 0 | 0 | 0 | 0 | 0 | 0 | 2 | 17016.72 | 2460 | 4
131B0078 | FC-302P2K2T5E20H2XGXXXXSXXXXAXBXCXXXXDX |  | VLT AutomationDrive FC 302 | 11 | 99665.5 | 0 | 0 | 0 | 0 | 0 | 0 | 0 | 0 | 0 | 11 | 99665.5 | 2460 | 11
131B0080 | FC-302P4K0T5E20H2XGXXXXSXXXXAXBXCXXXXDX |  | VLT AutomationDrive FC 302 | 3 | 27472.05 | 0 | 0 | 0 | 0 | 0 | 0 | 0 | 0 | 0 | 3 | 27472.05 | 2460 | 3
131B0081 | FC-302P5K5T5E20H2XGXXXXSXXXXAXBXCXXXXDX |  | VLT AutomationDrive FC 302 | 1 | 10021.28 | 0 | 0 | 0 | 0 | 0 | 0 | 0 | 0 | 0 | 1 | 10021.28 | 2460 | 1
131B0093 | FC-302PK37T5E20H2XXXXXXSXXXXAXBXCXXXXDX |  | VLT AutomationDrive FC 302 | 0 | 0 | 2 | 11763.17 | 0 | 0 | 0 | 0 | 0 | 0 | 2 | 2 | 11763.17 | 2460 | 0 | 2
131B0101 | FC-302P7K5T5E20H2XXXXXXSXXXXAXBXCXXXXDX |  | VLT AutomationDrive FC 302 | 11 | 98108.89 | 0 | 0 | 10 | 89189.9 | 0 | 0 | 0 | 0 | 10 | 21 | 187298.79 | 2460 | 0 | 10
131B0132 | FC-302P7K5T5E20H1XGCXXXSXXXXAXBXCXXXXDX |  | VLT AutomationDrive FC 302 | 0 | 0 | 2 | 20769.88 | 0 | 0 | 0 | 0 | 0 | 0 | 2 | 2 | 20769.88 | 2460 | 0 | 2
131B0142 | FC-302P7K5T5E20H2XXCXXXSXXXXAXBXCXXXXDX |  | VLT AutomationDrive FC 302 | 15 | 133789.07 | 0 | 0 | 0 | 0 | 0 | 0 | 0 | 0 | 0 | 15 | 133789.07 | 2460 | 64
131B0147 | FC-302P1K5T5E20H2XGCXXXSXXXXAXBXCXXXXDX |  | VLT AutomationDrive FC 302 | 0 | 0 | 1 | 8861.17 | 0 | 0 | 0 | 0 | 0 | 0 | 1 | 1 | 8861.17 | 2460 | 1
131B0150 | FC-302P4K0T5E20H2XGCXXXSXXXXAXBXCXXXXDX |  | VLT AutomationDrive FC 302 | 0 | 0 | 1 | 9157.35 | 0 | 0 | 0 | 0 | 0 | 0 | 1 | 1 | 9157.35 | 2460 | 0 | 1
131B0152 | FC-302P7K5T5E20H2XGCXXXSXXXXAXBXCXXXXDX |  | VLT AutomationDrive FC 302 | 1 | 10067.46 | 0 | 0 | 0 | 0 | 0 | 0 | 0 | 0 | 0 | 1 | 10067.46 | 2460 | 1
131B0154 | FC-302PK55T5E20H2BGCXXXSXXXXAXBXCXXXXDX |  | VLT AutomationDrive FC 302 | 2 | 18303.85 | 0 | 0 | 0 | 0 | 0 | 0 | 0 | 0 | 0 | 2 | 18303.85 | 2460 | 0
131B0157 | FC-302P1K5T5E20H2BGCXXXSXXXXAXBXCXXXXDX |  | VLT AutomationDrive FC 302 | 2 | 24675.88 | 20 | 239593.6 | 0 | 0 | 0 | 0 | 0 | 0 | 20 | 22 | 264269.48 | 2460 | 3 | 17
131B0158 | FC-302P2K2T5E20H2BGCXXXSXXXXAXBXCXXXXDX |  | VLT AutomationDrive FC 302 | 2 | 31954.2 | 0 | 0 | 0 | 0 | 0 | 0 | 0 | 0 | 0 | 2 | 31954.2 | 2460 | 2
131B0159 | FC-302P3K0T5E20H2BGCXXXSXXXXAXBXCXXXXDX |  | VLT AutomationDrive FC 302 | 1 | 8855.77 | 2 | 17223.34 | 0 | 0 | 0 | 0 | 0 | 0 | 2 | 3 | 26079.11 | 2460 | 2
131B0161 | FC-302P5K5T5E20H2BGCXXXSXXXXAXBXCXXXXDX |  | VLT AutomationDrive FC 302 | 0 | 0 | 24 | 243115.44 | 0 | 0 | 0 | 0 | 0 | 0 | 24 | 24 | 243115.44 | 2460 | 7 | 17
131B0168 | FC-302P2K2T5E20H2BXCXXXSXXXXAXBXCXXXXDX |  | VLT AutomationDrive FC 302 | 0 | 0 | 0 | 0 | 0 | 0 | 1 | 12710.74 | 0 | 0 | 1 | 1 | 12710.74 | 2460 | 0 | 1
131B0203 | FC-302PK25T2E20H2XXXXXXSXXXXAXBXCXXXXDX |  | VLT AutomationDrive FC 302 | 0 | 0 | 5 | 27529.21 | 0 | 0 | 0 | 0 | 0 | 0 | 5 | 5 | 27529.21 | 2460 | 0 | 5
131B0301 | FC-302P1K1T2E20H2XGXXXXSXXXXAXBXCXXXXDX |  | VLT AutomationDrive FC 302 | 0 | 0 | 1 | 9200.2 | 0 | 0 | 0 | 0 | 0 | 0 | 1 | 1 | 9200.2 | 2460 | 0 | 1
131B0310 | FC-302P1K1T2E20H2BGXXXXSXXXXAXBXCXXXXDX |  | VLT AutomationDrive FC 302 | 0 | 0 | 0 | 0 | 1 | 7905.39 | 0 | 0 | 0 | 0 | 1 | 1 | 7905.39 | 2460 | 0 | 1
131B0494 | FC-302P4K0T5E20H2XGXXXXSXXXXA0BXCXXXXDX |  | VLT AutomationDrive FC 302 | 2 | 24174.44 | 0 | 0 | 0 | 0 | 0 | 0 | 0 | 0 | 0 | 2 | 24174.44 | 2460 | 2
131B0509 | FC-302PK75T5E20H1XXXXXXSXXXXA0BXCXXXXDX |  | VLT AutomationDrive FC 302 | 1 | 10809.83 | 0 | 0 | 0 | 0 | 0 | 0 | 0 | 0 | 0 | 1 | 10809.83 | 2460 | 0
131B0518 | FC-302P1K5T5E20H1XXXXXXSXXXXA0BXCXXXXDX |  | VLT AutomationDrive FC 302 | 0 | 0 | 0 | 0 | 1 | 10897.84 | 0 | 0 | 0 | 0 | 1 | 1 | 10897.84 | 2460 | 0 | 1
131B0529 | FC-302P4K0T5E20H1XXXXXXSXXXXA0BXCXXXXDX |  | VLT AutomationDrive FC 302 | 1 | 11073.44 | 0 | 0 | 0 | 0 | 0 | 0 | 0 | 0 | 0 | 1 | 11073.44 | 2460 | 0
131B0651 | FC-302P1K5T5E20H2XGXXXXSXXXXA0BXCXXXXDX |  | VLT AutomationDrive FC 302 | 0 | 0 | 1 | 11791.04 | 0 | 0 | 0 | 0 | 0 | 0 | 1 | 1 | 11791.04 | 2460 | 0 | 1
131B0653 | FC-302P3K0T5E20H2XGXXXXSXXXXA0BXCXXXXDX |  | VLT AutomationDrive FC 302 | 3 | 47326.22 | 0 | 0 | 0 | 0 | 0 | 0 | 0 | 0 | 0 | 3 | 47326.22 | 2460 | 0
131B0885 | FC-301PK37T4E20H2XGXXXXSXXXXAXBXCXXXXDX |  | VLT AutomationDrive FC 301 | 0 | 0 | 1 | 6898.8 | 3 | 22161.43 | 0 | 0 | 0 | 0 | 4 | 4 | 29060.23 | 2460 | 0 | 4
131B0918 | FC-301PK75T4E20H2XGXXXXSXXXXAXBXCXXXXDX |  | VLT AutomationDrive FC 301 | 1 | 7294.79 | 0 | 0 | 0 | 0 | 0 | 0 | 0 | 0 | 0 | 1 | 7294.79 | 2460 | 1
131B0922 | FC-301PK75T4E20H1XGXXXXSXXXXAXBXCXXXXDX |  | VLT AutomationDrive FC 301 | 0 | 0 | 1 | 8934.22 | 0 | 0 | 0 | 0 | 0 | 0 | 1 | 1 | 8934.22 | 2460 | 0 | 1
131B0934 | FC-301P1K1T4E20H2XGXXXXSXXXXAXBXCXXXXDX |  | VLT AutomationDrive FC 301 | 0 | 0 | 0 | 0 | 1 | 6406.13 | 0 | 0 | 0 | 0 | 1 | 1 | 6406.13 | 2460 | 0 | 1
131B0953 | FC-301P1K5T4E20H2XGXXXXSXXXXAXBXCXXXXDX |  | VLT AutomationDrive FC 301 | 3 | 26300.88 | 0 | 0 | 0 | 0 | 0 | 0 | 0 | 0 | 0 | 3 | 26300.88 | 2460 | 0
131B0957 | FC-301P1K5T4E20H2XXCXXXSXXXXAXBXCXXXXDX |  | VLT AutomationDrive FC 301 | 0 | 0 | 0 | 0 | 4 | 30295.56 | 0 | 0 | 0 | 0 | 4 | 4 | 30295.56 | 2460 | 0 | 4
131B0974 | FC-301P2K2T4E20H2BGCXXXSXXXXAXBXCXXXXDX |  | VLT AutomationDrive FC 301 | 4 | 63491.16 | 0 | 0 | 0 | 0 | 0 | 0 | 0 | 0 | 0 | 4 | 63491.16 | 2460 | 4
131B0979 | FC-301P3K0T4E20H2XGXXXXSXXXXAXBXCXXXXDX |  | VLT AutomationDrive FC 301 | 0 | 0 | 0 | 0 | 1 | 9861.15 | 0 | 0 | 0 | 0 | 1 | 1 | 9861.15 | 2460 | 0 | 1
131B0991 | FC-301P4K0T4E20H2XGXXXXSXXXXAXBXCXXXXDX |  | VLT AutomationDrive FC 301 | 2 | 18132.46 | 0 | 0 | 0 | 0 | 0 | 0 | 0 | 0 | 0 | 2 | 18132.46 | 2460 | 0
131B1004 | FC-301P5K5T4E20H2BGXXXXSXXXXAXBXCXXXXDX |  | VLT AutomationDrive FC 301 | 1 | 16913.49 | 0 | 0 | 0 | 0 | 0 | 0 | 0 | 0 | 0 | 1 | 16913.49 | 2460 | 0
131B1005 | FC-301P5K5T4E20H1XGXXXXSXXXXAXBXCXXXXDX |  | VLT AutomationDrive FC 301 | 1 | 10243.91 | 2 | 20487.82 | 0 | 0 | 0 | 0 | 0 | 0 | 2 | 3 | 30731.73 | 2460 | 2
131B1008 | FC-301P5K5T4E20H2XGCXXXSXXXXAXBXCXXXXDX |  | VLT AutomationDrive FC 301 | 1 | 9930.16 | 0 | 0 | 0 | 0 | 0 | 0 | 0 | 0 | 0 | 1 | 9930.16 | 2460 | 1
131B1017 | FC-301P7K5T4E20H1XGXXXXSXXXXAXBXCXXXXDX |  | VLT AutomationDrive FC 301 | 1 | 17824.49 | 0 | 0 | 0 | 0 | 0 | 0 | 0 | 0 | 0 | 1 | 17824.49 | 2460 | 0
131B1028 | FC-302P4K0T5E20H2XGCXXXSXXXXA0BXCXXXXDX |  | VLT AutomationDrive FC 302 | 1 | 12087.22 | 0 | 0 | 0 | 0 | 0 | 0 | 0 | 0 | 0 | 1 | 12087.22 | 2460 | 1
131B1134 | FC-301P1K5T2E20H1XGCXXXSXXXXAXBXCXXXXDX |  | VLT AutomationDrive FC 301 | 0 | 0 | 0 | 0 | 0 | 0 | 0 | 0 | 1 | 13054.61 | 1 | 1 | 13054.61 | 2460 | 0 | 1
131B1157 | FC-302P11KT5E55H2XGXXXXSXXXXAXBXCXXXXDX |  | VLT AutomationDrive FC 302 | 0 | 0 | 1 | 15476.07 | 0 | 0 | 0 | 0 | 0 | 0 | 1 | 1 | 15476.07 | 2460 | 0 | 1
131B1265 | FC-301P1K1T4E20H2XNXXXXSXXXXAXBXCXXXXDX |  | VLT AutomationDrive FC 301 | 0 | 0 | 0 | 0 | 0 | 0 | 0 | 0 | 2 | 15203.6 | 2 | 2 | 15203.6 | 2460 | 0 | 2
131B1268 | FC-301P1K5T4E20H2XNXXXXSXXXXAXBXCXXXXDX |  | VLT AutomationDrive FC 301 | 0 | 0 | 2 | 16864.02 | 0 | 0 | 0 | 0 | 0 | 0 | 2 | 2 | 16864.02 | 2460 | 0 | 2
131B1275 | FC-102P11KT4E55H2XGXXXXSXXXXAXBXCXXXXDX |  | VLT HVAC Drive FC 102 | 2 | 47221.06 | 2 | 43677.29 | 0 | 0 | 0 | 0 | 0 | 0 | 2 | 4 | 90898.35 | 2460 | 2
131B1303 | FC-301P7K5T4E20H1XGXXXXSXXXXA0BXCXXXXDX |  | VLT AutomationDrive FC 301 | 0 | 0 | 1 | 21378.11 | 0 | 0 | 0 | 0 | 0 | 0 | 1 | 1 | 21378.11 | 2460 | 0 | 1
131B1314 | FC-301P2K2T4E20H1XGXXXXSXXXXA0BXCXXXXDX |  | VLT AutomationDrive FC 301 | 0 | 0 | 0 | 0 | 1 | 19112.28 | 0 | 0 | 0 | 0 | 1 | 1 | 19112.28 | 2460 | 0 | 1
131B1319 | FC-301P4K0T4E20H1XGXXXXSXXXXA0BXCXXXXDX |  | VLT AutomationDrive FC 301 | 0 | 0 | 0 | 0 | 7 | 84893.9 | 0 | 0 | 0 | 0 | 7 | 7 | 84893.9 | 2460 | 0 | 7
131B1788 | FC-302P15KT5E55H2XGCXXXSXXXXAXBXCXXXXDX |  | VLT AutomationDrive FC 302 | 2 | 80255.12 | 1 | 41781.46 | 1 | 32947.7 | 0 | 0 | 0 | 0 | 2 | 4 | 154984.28 | 2460 | 0 | 2
131B1859 | FC-302P18KT5E55H2XGXXXXSXXXXAXBXCXXXXDX |  | VLT AutomationDrive FC 302 | 0 | 0 | 0 | 0 | 1 | 41598.83 | 0 | 0 | 0 | 0 | 1 | 1 | 41598.83 | 2460 | 4
131B1879 | FC-302P22KT5E55H2XGXXXXSXXXXAXBXCXXXXDX |  | VLT AutomationDrive FC 302 | 0 | 0 | 1 | 18776.59 | 0 | 0 | 0 | 0 | 0 | 0 | 1 | 1 | 18776.59 | 2460 | 0 | 1
131B1926 | FC-301PK75T4E55H2XGXXXXSXXXXAXBXCXXXXDX |  | VLT AutomationDrive FC 301 | 0 | 0 | 0 | 0 | 1 | 7149.93 | 0 | 0 | 0 | 0 | 1 | 1 | 7149.93 | 2460 | 0 | 1
131B1936 | FC-301PK75T4E55H2BGXXXXSXXXXAXBXCXXXXDX |  | VLT AutomationDrive FC 301 | 0 | 0 | 0 | 0 | 0 | 0 | 0 | 0 | 1 | 12094.34 | 1 | 1 | 12094.34 | 2460 | 0 | 1
131B2039 | FC-302P18KT5E21H2BGCDXXSXXXXAXBXCXXXXDX |  | VLT AutomationDrive FC 302 | 0 | 0 | 0 | 0 | 0 | 0 | 4 | 122085.98 | 0 | 0 | 4 | 4 | 122085.98 | 2460 | 0 | 4
131B2250 | FC-302P22KT5E21H2BGCDXXSXXXXAXBXCXXXXDX |  | VLT AutomationDrive FC 302 | 0 | 0 | 1 | 25616.35 | 5 | 119783.35 | 0 | 0 | 0 | 0 | 6 | 6 | 145399.7 | 2460 | 1 | 5
131B2519 | FC-301P4K0T4E55H1XNXXXXSXXXXAXBXCXXXXDX |  | VLT AutomationDrive FC 301 | 0 | 0 | 0 | 0 | 1 | 10999.16 | 0 | 0 | 0 | 0 | 1 | 1 | 10999.16 | 2460 | 0 | 1
131B3173 | FC-301P2K2T4E20H2XGXXXXSXXXXAXBKCXXXXDX |  | VLT AutomationDrive FC 301 | 0 | 0 | 0 | 0 | 0 | 0 | 0 | 0 | 1 | 13324.13 | 1 | 1 | 13324.13 | 2460 | 0 | 1
131B3181 | FC-302PK37T5E55H1XGCXXXSXXXXAXBXCXXXXDX |  | VLT AutomationDrive FC 302 | 0 | 0 | 0 | 0 | 0 | 0 | 0 | 0 | 4 | 42863.1 | 4 | 4 | 42863.1 | 2460 | 0 | 4
131B3464 | FC-302P7K5T5E20H2BNXXXXSXXXXAXBXCXXXXDX |  | VLT AutomationDrive FC 302 | 0 | 0 | 52 | 511166.27 | 0 | 0 | 0 | 0 | 0 | 0 | 52 | 52 | 511166.27 | 2460 | 16 | 36
131B3489 | FC-102P4K0T4E20H1XGXXXXSXXXXAXBXCXXXXDX |  | VLT HVAC Drive FC 102 | 3 | 27380.9 | 0 | 0 | 0 | 0 | 0 | 0 | 0 | 0 | 0 | 3 | 27380.9 | 2460 | 0
131B3526 | FC-102P1K1T4E20H2XGXXXXSXXXXAXBXCXXXXDX |  | VLT HVAC Drive FC 102 | 1 | 7347.03 | 0 | 0 | 0 | 0 | 0 | 0 | 0 | 0 | 0 | 1 | 7347.03 | 2460 | 0
131B3532 | FC-102P2K2T4E20H2XGXXXXSXXXXAXBXCXXXXDX |  | VLT HVAC Drive FC 102 | 6 | 53677.92 | 0 | 0 | 0 | 0 | 0 | 0 | 0 | 0 | 0 | 6 | 53677.92 | 2460 | 6
131B3611 | FC-102P7K5T4E20H2XGXXXXSXXXXAXBXCXXXXDX |  | VLT HVAC Drive FC 102 | 11 | 109486.08 | 0 | 0 | 0 | 0 | 0 | 0 | 0 | 0 | 0 | 11 | 109486.08 | 2460 | 11
131B3614 | FC-301P11KT4E21H1XGXXXXSXXXXAXBXCXXXXDX |  | VLT AutomationDrive FC 301 | 0 | 0 | 0 | 0 | 1 | 29184.13 | 0 | 0 | 0 | 0 | 1 | 1 | 29184.13 | 2460 | 0 | 1
131B3671 | FC-301P15KT4E21H2XXXXXXSXXXXAXBXCXXXXDX |  | VLT AutomationDrive FC 301 | 0 | 0 | 0 | 0 | 1 | 31581.26 | 0 | 0 | 0 | 0 | 1 | 1 | 31581.26 | 2460 | 0 | 1
131B3672 | FC-301P15KT4E21H2XGXXXXSXXXXAXBXCXXXXDX |  | VLT AutomationDrive FC 301 | 0 | 0 | 0 | 0 | 0 | 0 | 9 | 262098.81 | 0 | 0 | 9 | 9 | 262098.81 | 2460 | 0 | 9
131B3680 | FC-301P15KT4E55H2XGXXXXSXXXXAXBXCXXXXDX |  | VLT AutomationDrive FC 301 | 0 | 0 | 4 | 143925.32 | 0 | 0 | 0 | 0 | 0 | 0 | 4 | 4 | 143925.32 | 2460 | 0 | 4
131B3713 | FC-301P22KT4E21H2XGXXXXSXXXXAXBXCXXXXDX |  | VLT AutomationDrive FC 301 | 5 | 95160.8 | 0 | 0 | 0 | 0 | 0 | 0 | 0 | 0 | 0 | 5 | 95160.8 | 2460 | 5
131B3721 | FC-301P22KT4E55H2XGXXXXSXXXXAXBXCXXXXDX |  | VLT AutomationDrive FC 301 | 2 | 37370.94 | 0 | 0 | 0 | 0 | 0 | 0 | 0 | 0 | 0 | 2 | 37370.94 | 2460 | 0
131B4065 | FC-301P18KT4E55H2XGCXXXSXXXXAXBXCXXXXDX |  | VLT AutomationDrive FC 301 | 0 | 0 | 0 | 0 | 4 | 132458.65 | 0 | 0 | 0 | 0 | 4 | 4 | 132458.65 | 2460 | 0 | 4
131B4185 | FC-301PK75T4E20H2XGXXXXSXXXXA0BXCXXXXD0 |  | VLT AutomationDrive FC 301 | 0 | 0 | 0 | 0 | 2 | 25861.52 | 0 | 0 | 0 | 0 | 2 | 2 | 25861.52 | 2460 | 0 | 2
131B4206 | FC-102P1K5T4E20H2XGXXXXSXXXXAXBXCXXXXDX |  | VLT HVAC Drive FC 102 | 5 | 43734.95 | 0 | 0 | 0 | 0 | 0 | 0 | 0 | 0 | 0 | 5 | 43734.95 | 2460 | 5
131B4207 | FC-102P1K1T4E20H1XGXXXXSXXXXAXBXCXXXXDX |  | VLT HVAC Drive FC 102 | 0 | 0 | 4 | 35997.27 | 0 | 0 | 0 | 0 | 0 | 0 | 4 | 4 | 35997.27 | 2460 | 0 | 4
131B4215 | FC-102P4K0T4E20H2XGXXXXSXXXXAXBXCXXXXDX |  | VLT HVAC Drive FC 102 | 11 | 99474.87 | 0 | 0 | 0 | 0 | 0 | 0 | 0 | 0 | 0 | 11 | 99474.87 | 2460 | 11
131B4216 | FC-102P5K5T4E20H2XGXXXXSXXXXAXBXCXXXXDX |  | VLT HVAC Drive FC 102 | 6 | 59442.6 | 0 | 0 | 0 | 0 | 0 | 0 | 0 | 0 | 0 | 6 | 59442.6 | 2460 | 6
131B4220 | FC-102P5K5T4E20H1XGXXXXSXXXXAXBXCXXXXDX |  | VLT HVAC Drive FC 102 | 2 | 20447.88 | 6 | 61274.42 | 0 | 0 | 0 | 0 | 0 | 0 | 6 | 8 | 81722.3 | 2460 | 0 | 6
131B4222 | FC-102P2K2T4E55H1XGXXXXSXXXXAXBXCXXXXDX |  | VLT HVAC Drive FC 102 | 0 | 0 | 1 | 19120.14 | 0 | 0 | 0 | 0 | 0 | 0 | 1 | 1 | 19120.14 | 2460 | 0 | 1
131B4225 | FC-102P7K5T4E55H1XGXXXXSXXXXAXBXCXXXXDX |  | VLT HVAC Drive FC 102 | 0 | 0 | 1 | 12044.02 | 0 | 0 | 0 | 0 | 0 | 0 | 1 | 1 | 12044.02 | 2460 | 0 | 1
131B4227 | FC-102P2K2T4E55H2XGXXXXSXXXXAXBXCXXXXDX |  | VLT HVAC Drive FC 102 | 0 | 0 | 0 | 0 | 1 | 11672.6 | 0 | 0 | 0 | 0 | 1 | 1 | 11672.6 | 2460 | 0 | 1
131B4229 | FC-102P4K0T4E55H2XGXXXXSXXXXAXBXCXXXXDX |  | VLT HVAC Drive FC 102 | 0 | 0 | 1 | 11032.31 | 0 | 0 | 0 | 0 | 0 | 0 | 1 | 1 | 11032.31 | 2460 | 0 | 1
131B4230 | FC-102P5K5T4E55H2XGXXXXSXXXXAXBXCXXXXDX |  | VLT HVAC Drive FC 102 | 0 | 0 | 0 | 0 | 1 | 12080.31 | 0 | 0 | 0 | 0 | 1 | 1 | 12080.31 | 2460 | 0 | 1
131B4240 | FC-102P2K2T4E20H2XGCXXXSXXXXAXBXCXXXXDX |  | VLT HVAC Drive FC 102 | 0 | 0 | 0 | 0 | 0 | 0 | 2 | 22870.78 | 0 | 0 | 2 | 2 | 22870.78 | 2460 | 0 | 2
131B4251 | FC-102P18KT4P55H2XGXXXXSXXXXAXBXCXXXXDX |  | VLT HVAC Drive FC 102 | 0 | 0 | 0 | 0 | 1 | 27794.02 | 0 | 0 | 0 | 0 | 1 | 1 | 27794.02 | 2460 | 0 | 1
131B4349 | FC-301P11KT4E66H1XGXXXXSXXXXAXBXCXXXXDX |  | VLT AutomationDrive FC 301 | 1 | 30555.09 | 0 | 0 | 0 | 0 | 0 | 0 | 0 | 0 | 0 | 1 | 30555.09 | 2460 | 0
131B4428 | FC-302P5K5T5E20H2XGXXXXSXXXXAXBKCXXXXDX |  | VLT AutomationDrive FC 302 | 0 | 0 | 1 | 12415.55 | 0 | 0 | 0 | 0 | 0 | 0 | 1 | 1 | 12415.55 | 2460 | 0 | 1
131B4531 | FC-301P7K5T4E66H1XGXXXXSXXXXA0BXCXXXXDX |  | VLT AutomationDrive FC 301 | 0 | 0 | 0 | 0 | 1 | 19131.68 | 0 | 0 | 0 | 0 | 1 | 1 | 19131.68 | 2460 | 0 | 1
131B4555 | FC-302P37KT5E55H2BGXXXXSXXXXAXBXCXXXXDX |  | VLT AutomationDrive FC 302 | 2 | 164914.61 | 0 | 0 | 0 | 0 | 0 | 0 | 0 | 0 | 0 | 2 | 164914.61 | 2460 | 2
131B4593 | FC-102P7K5T4E55H2XNXXXXSXXXXAXBXCXXXXDX |  | VLT HVAC Drive FC 102 | 3 | 34172.46 | 0 | 0 | 1 | 11390.82 | 0 | 0 | 0 | 0 | 1 | 4 | 45563.28 | 2460 | 4
131B4600 | FC-302P18KT5E21H1XGXXXXSXXXXA0BXCXXXXD0 |  | VLT AutomationDrive FC 302 | 0 | 0 | 0 | 0 | 0 | 0 | 0 | 0 | 1 | 64106.52 | 1 | 1 | 64106.52 | 2460 | 0 | 1
131B4979 | FC-102P15KT4E55H2XGXXXXSXXXXAXBXCXXXXDX |  | VLT HVAC Drive FC 102 | 0 | 0 | 1 | 15344.58 | 0 | 0 | 0 | 0 | 0 | 0 | 1 | 1 | 15344.58 | 2460 | 0 | 1
131B5032 | FC-302P7K5T2E21H2XGXXXXSXXXXAXBXCXXXXDX |  | VLT AutomationDrive FC 302 | 0 | 0 | 1 | 25856.82 | 0 | 0 | 0 | 0 | 0 | 0 | 1 | 1 | 25856.82 | 2460 | 0 | 1
131B5235 | FC-301P7K5T4E66H1XGXXXXSXXXXAXBXCXXXXDX |  | VLT AutomationDrive FC 301 | 1 | 21640.53 | 0 | 0 | 0 | 0 | 0 | 0 | 0 | 0 | 0 | 1 | 21640.53 | 2460 | 2
131B5314 | FC-301P15KT4E66H1XGXXXXSXXXXAXBXCXXXXDX |  | VLT AutomationDrive FC 301 | 1 | 40197.83 | 0 | 0 | 0 | 0 | 0 | 0 | 0 | 0 | 0 | 1 | 40197.83 | 2460 | 0
131B5583 | FC-102P1K1T4E20H1XNXXXXSXXXXAXBXCXXXXDX |  | VLT HVAC Drive FC 102 | 0 | 0 | 0 | 0 | 0 | 0 | 1 | 7908.52 | 0 | 0 | 1 | 1 | 7908.52 | 2460 | 0 | 1
131B5904 | FC-302P30KT5E55H2XGXXXXSXXXXAXBXCXXXXDX |  | VLT AutomationDrive FC 302 | 0 | 0 | 1 | 25042.83 | 0 | 0 | 0 | 0 | 0 | 0 | 1 | 1 | 25042.83 | 2460 | 0 | 1
131B5906 | FC-302P37KT5E21H2XGXXXXSXXXXAXBXCXXXXDX |  | VLT AutomationDrive FC 302 | 0 | 0 | 0 | 0 | 0 | 0 | 6 | 366272.41 | 0 | 0 | 6 | 6 | 366272.41 | 2460 | 0 | 6
131B5911 | FC-302P37KT5E55H2XGXXXXSXXXXAXBXCXXXXDX |  | VLT AutomationDrive FC 302 | 0 | 0 | 1 | 49100.19 | 0 | 0 | 0 | 0 | 0 | 0 | 1 | 1 | 49100.19 | 2460 | 0 | 1
131B5914 | FC-302P45KT5E55H2XGXXXXSXXXXAXBXCXXXXDX |  | VLT AutomationDrive FC 302 | 0 | 0 | 1 | 53745.68 | 0 | 0 | 0 | 0 | 0 | 0 | 1 | 1 | 53745.68 | 2460 | 1
131B5945 | FC-102P30KT4E20H1XGXXXXSXXXXAXBXCXXXXDX |  | VLT HVAC Drive FC 102 | 0 | 0 | 0 | 0 | 1 | 31497.62 | 0 | 0 | 0 | 0 | 1 | 1 | 31497.62 | 2460 | 0 | 1
131B5946 | FC-302P22KT5E20H1XGXXXXSXXXXAXBXCXXXXDX |  | VLT AutomationDrive FC 302 | 2 | 63223.6 | 0 | 0 | 0 | 0 | 0 | 0 | 0 | 0 | 0 | 2 | 63223.6 | 2460 | 4
131B6086 | FC-301P30KT4E21H2XGCXXXSXXXXAXBXCXXXXDX |  | VLT AutomationDrive FC 301 | 1 | 44181.04 | 0 | 0 | 0 | 0 | 0 | 0 | 0 | 0 | 0 | 1 | 44181.04 | 2460 | 0
131B6090 | FC-301P30KT4E55H2XGCXXXSXXXXAXBXCXXXXDX |  | VLT AutomationDrive FC 301 | 0 | 0 | 0 | 0 | 6 | 149691.72 | 0 | 0 | 0 | 0 | 6 | 6 | 149691.72 | 2460 | 0 | 6
131B6094 | FC-301P37KT4E21H2XGCXXXSXXXXAXBXCXXXXDX |  | VLT AutomationDrive FC 301 | 3 | 137700.12 | 0 | 0 | 0 | 0 | 0 | 0 | 0 | 0 | 0 | 3 | 137700.12 | 2460 | 1
131B6096 | FC-301P37KT4E55H2XGXXXXSXXXXAXBXCXXXXDX |  | VLT AutomationDrive FC 301 | 1 | 49007.52 | 0 | 0 | 0 | 0 | 0 | 0 | 0 | 0 | 0 | 1 | 49007.52 | 2460 | 1
131B6098 | FC-301P37KT4E55H2XGCXXXSXXXXAXBXCXXXXDX |  | VLT AutomationDrive FC 301 | 1 | 49009.07 | 0 | 0 | 0 | 0 | 0 | 0 | 0 | 0 | 0 | 1 | 49009.07 | 2460 | 0
131B6103 | FC-301P45KT4E21H2XGCXXXSXXXXAXBXCXXXXDX |  | VLT AutomationDrive FC 301 | 0 | 0 | 0 | 0 | 0 | 0 | 2 | 62107.02 | 0 | 0 | 2 | 2 | 62107.02 | 2460 | 1 | 1
131B6105 | FC-301P45KT4E55H2XGXXXXSXXXXAXBXCXXXXDX |  | VLT AutomationDrive FC 301 | 1 | 53654.56 | 0 | 0 | 0 | 0 | 0 | 0 | 0 | 0 | 0 | 1 | 53654.56 | 2460 | 1
131B6107 | FC-301P45KT4E55H2XGCXXXSXXXXAXBXCXXXXDX |  | VLT AutomationDrive FC 301 | 2 | 107306.65 | 0 | 0 | 0 | 0 | 0 | 0 | 0 | 0 | 0 | 2 | 107306.65 | 2460 | 2
131B6112 | FC-301P55KT4E21H2XGCXXXSXXXXAXBXCXXXXDX |  | VLT AutomationDrive FC 301 | 0 | 0 | 0 | 0 | 0 | 0 | 3 | 102824.53 | 0 | 0 | 3 | 3 | 102824.53 | 2460 | 0 | 3
131B6116 | FC-301P55KT4E55H2XGCXXXSXXXXAXBXCXXXXDX |  | VLT AutomationDrive FC 301 | 0 | 0 | 3 | 288701.01 | 0 | 0 | 0 | 0 | 0 | 0 | 3 | 3 | 288701.01 | 2460 | 3
131B6121 | FC-301P75KT4E21H2XGCXXXSXXXXAXBXCXXXXDX |  | VLT AutomationDrive FC 301 | 2 | 126008.72 | 2 | 125631.91 | 0 | 0 | 0 | 0 | 0 | 0 | 2 | 4 | 251640.63 | 2460 | 0 | 2
131B6419 | FC-302P2K2T5E20H2XNCXXXSXXXXAXBXCXXXXDX |  | VLT AutomationDrive FC 302 | 2 | 17453.94 | 0 | 0 | 0 | 0 | 0 | 0 | 0 | 0 | 0 | 2 | 17453.94 | 2460 | 1
131B6518 | FC-302P45KT5P55H2XGXXXXSXXXXAXBXCXXXXDX |  | VLT AutomationDrive FC 302 | 0 | 0 | 0 | 0 | 1 | 53745.68 | 0 | 0 | 0 | 0 | 1 | 1 | 53745.68 | 2460 | 0 | 1
131B6688 | FC-102P1K5T4E55H1XGX1XXSXXXXAXBXCXXXXDX |  | VLT HVAC Drive FC 102 | 0 | 0 | 0 | 0 | 1 | 10691.66 | 0 | 0 | 0 | 0 | 1 | 1 | 10691.66 | 2460 | 0 | 1
131B6806 | FC-302P30KT5E55H2XGCXXXSXXXXAXBXCXXXXDX |  | VLT AutomationDrive FC 302 | 0 | 0 | 0 | 0 | 1 | 25042.83 | 0 | 0 | 0 | 0 | 1 | 1 | 25042.83 | 2460 | 0 | 1
131B6808 | FC-302P45KT5E55H2XGCXXXSXXXXAXBXCXXXXDX |  | VLT AutomationDrive FC 302 | 1 | 53745.68 | 0 | 0 | 0 | 0 | 0 | 0 | 0 | 0 | 0 | 1 | 53745.68 | 2460 | 5
131B6821 | FC-301P1K5T4E20H2XXXXXXSXXXXA4BXCXXXXDX |  | VLT AutomationDrive FC 301 | 0 | 0 | 0 | 0 | 0 | 0 | 1 | 10398.47 | 0 | 0 | 1 | 1 | 10398.47 | 2460 | 0 | 1
131B6918 | FC-102P5K5T4E20H2XNXXXXSXXXXAXBXCXXXXDX |  | VLT HVAC Drive FC 102 | 0 | 0 | 1 | 9573.57 | 0 | 0 | 0 | 0 | 0 | 0 | 1 | 1 | 9573.57 | 2460 | 0 | 1
131B6963 | FC-102P355T4E00H2XGCXXXSXXXXAXBXCXXXXDX |  | VLT HVAC Drive FC 102 | 0 | 0 | 0 | 0 | 0 | 0 | 0 | 0 | 1 | 314585.36 | 1 | 1 | 314585.36 | 2460 | 0 | 1
131B7009 | FC-102P37KT4E55H2XGXXXXSXXXXAXBXCXXXXDX |  | VLT HVAC Drive FC 102 | 0 | 0 | 3 | 126148.18 | 0 | 0 | 0 | 0 | 0 | 0 | 3 | 3 | 126148.18 | 2460 | 3
131B7016 | FC-102P45KT4E55H2XGXXXXSXXXXAXBXCXXXXDX |  | VLT HVAC Drive FC 102 | 0 | 0 | 0 | 0 | 1 | 48984.73 | 0 | 0 | 0 | 0 | 1 | 1 | 48984.73 | 2460 | 0 | 1
131B7033 | FC-301P30KT4E21H1XGXXXXSXXXXA0BXCXXXXDX |  | VLT AutomationDrive FC 301 | 0 | 0 | 0 | 0 | 1 | 51092.67 | 0 | 0 | 0 | 0 | 1 | 1 | 51092.67 | 2460 | 0 | 1
131B7361 | FC-102P7K5T4E66H2XGXXXXSXXXXAXBXCXXXXDX |  | VLT HVAC Drive FC 102 | 0 | 0 | 0 | 0 | 1 | 15479.79 | 0 | 0 | 0 | 0 | 1 | 1 | 15479.79 | 2460 | 0 | 1
131B7548 | FC-102P7K5T4E55H1XGX1XXSXXXXAXBXCXXXXDX |  | VLT HVAC Drive FC 102 | 0 | 0 | 4 | 54918.08 | 0 | 0 | 7 | 96106.64 | 0 | 0 | 11 | 11 | 151024.72 | 2460 | 0 | 11
131B7635 | FC-102P11KT4E66H2XGXXXXSXXXXAXBXCXXXXDX |  | VLT HVAC Drive FC 102 | 0 | 0 | 0 | 0 | 1 | 20195.25 | 0 | 0 | 0 | 0 | 1 | 1 | 20195.25 | 2460 | 0 | 1
131B7670 | FC-301P2K2T4E20H2XGXXXXSXXXXA0BXCXXXXD0 |  | VLT AutomationDrive FC 301 | 0 | 0 | 0 | 0 | 1 | 12791.09 | 0 | 0 | 0 | 0 | 1 | 1 | 12791.09 | 2460 | 0 | 1
131B7819 | FC-302P11KT5E66H2XGXXXXSXXXXAXBXCXXXXDX |  | VLT AutomationDrive FC 302 | 0 | 0 | 1 | 33331.27 | 0 | 0 | 0 | 0 | 0 | 0 | 1 | 1 | 33331.27 | 2460 | 0 | 1
131B7910 | FC-301P1K5T4E66H2XGXXXXSXXXXAXBXCXXXXDX |  | VLT AutomationDrive FC 301 | 0 | 0 | 0 | 0 | 1 | 10462.19 | 0 | 0 | 0 | 0 | 1 | 1 | 10462.19 | 2460 | 0 | 1
131B8140 | FC-102P5K5T4E20H3TGXXXXSXXXXAXBXCXXXXDX |  | VLT HVAC Drive FC 102 | 1 | 16387.16 | 0 | 0 | 0 | 0 | 0 | 0 | 0 | 0 | 0 | 1 | 16387.16 | 2460 | 0
131B8318 | FC-102P1K1T4E55H2XGX1XXSXXXXAXBXCXXXXDX |  | VLT HVAC Drive FC 102 | 0 | 0 | 1 | 11255.57 | 0 | 0 | 0 | 0 | 0 | 0 | 1 | 1 | 11255.57 | 2460 | 0 | 1
131B8454 | FC-301PK37T4E20H2XGXXXXSXXXXA0BXCXXXXD0 |  | VLT AutomationDrive FC 301 | 0 | 0 | 0 | 0 | 4 | 42951.89 | 0 | 0 | 0 | 0 | 4 | 4 | 42951.89 | 2460 | 0 | 4
131B8471 | FC-302P45KT5E21H2BGCDXXSXXXXAXBXCXXXXDX |  | VLT AutomationDrive FC 302 | 17 | 916233.87 | 0 | 0 | 0 | 0 | 0 | 0 | 0 | 0 | 0 | 17 | 916233.87 | 2460 | 17
131B8594 | FC-102P75KT4E55H2XGXXXXSXXXXAXBXCXXXXDX |  | VLT HVAC Drive FC 102 | 1 | 90066.73 | 0 | 0 | 0 | 0 | 0 | 0 | 0 | 0 | 0 | 1 | 90066.73 | 2460 | 1
131B9197 | FC-102P11KT4E55H2XGCXXXSXXXXAXBXCXXXXDX |  | VLT HVAC Drive FC 102 | 0 | 0 | 1 | 25396.92 | 0 | 0 | 0 | 0 | 0 | 0 | 1 | 1 | 25396.92 | 2460 | 0 | 1
131B9297 | FC-102P2K2T4E66H3XGXXXXSXXXXAXBXCXXXXDX |  | VLT HVAC Drive FC 102 | 0 | 0 | 0 | 0 | 1 | 10508.05 | 0 | 0 | 0 | 0 | 1 | 1 | 10508.05 | 2460 | 0 | 1
131B9624 | FC-102P1K1T4E20H2XNXXXXSXXXXAXBXCXXXXDX |  | VLT HVAC Drive FC 102 | 0 | 0 | 0 | 0 | 1 | 11864.41 | 0 | 0 | 0 | 0 | 1 | 1 | 11864.41 | 2460 | 0 | 1
131B9927 | FC-102P7K5T4E20H2XNXXXXSXXXXAXBXCXXXXDX |  | VLT HVAC Drive FC 102 | 1 | 9619.75 | 0 | 0 | 0 | 0 | 0 | 0 | 0 | 0 | 0 | 1 | 9619.75 | 2460 | 0
131F0343 | FC-102P90KT4E20H1XGXXXXSXXXXAXBXCXXXXDX |  | VLT HVAC Drive FC 102 | 0 | 0 | 0 | 0 | 1 | 84929.13 | 0 | 0 | 0 | 0 | 1 | 1 | 84929.13 | 2460 | 0 | 1
131F0426 | FC-102P11KT4E20H2XGXXXXSXXXXAXBXCXXXXDX |  | VLT HVAC Drive FC 102 | 7 | 125143.83 | 0 | 0 | 0 | 0 | 0 | 0 | 0 | 0 | 0 | 7 | 125143.83 | 2460 | 7
131F0427 | FC-102P11KT4E20H1XGXXXXSXXXXAXBXCXXXXDX |  | VLT HVAC Drive FC 102 | 0 | 0 | 2 | 46525.95 | 0 | 0 | 0 | 0 | 0 | 0 | 2 | 2 | 46525.95 | 2460 | 0 | 2
131F0428 | FC-302P11KT5E20H2XGXXXXSXXXXAXBXCXXXXDX |  | VLT AutomationDrive FC 302 | 3 | 54256.53 | 0 | 0 | 0 | 0 | 0 | 0 | 0 | 0 | 0 | 3 | 54256.53 | 2460 | 13
131F0429 | FC-302P15KT5E20H2XGXXXXSXXXXAXBXCXXXXDX |  | VLT AutomationDrive FC 302 | 8 | 154781.92 | 0 | 0 | 0 | 0 | 0 | 0 | 0 | 0 | 0 | 8 | 154781.92 | 2460 | 8
131F0430 | FC-302P15KT5E20H1XGXXXXSXXXXAXBXCXXXXDX |  | VLT AutomationDrive FC 302 | 1 | 37934.3 | 0 | 0 | 0 | 0 | 0 | 0 | 0 | 0 | 0 | 1 | 37934.3 | 2460 | 1
131F0432 | FC-302P18KT5E20H2XGXXXXSXXXXAXBXCXXXXDX |  | VLT AutomationDrive FC 302 | 2 | 54126.32 | 0 | 0 | 0 | 0 | 0 | 0 | 0 | 0 | 0 | 2 | 54126.32 | 2460 | 2
131F0434 | FC-302P30KT5E20H1XGXXXXSXXXXAXBXCXXXXDX |  | VLT AutomationDrive FC 302 | 0 | 0 | 0 | 0 | 0 | 0 | 1 | 57771.83 | 0 | 0 | 1 | 1 | 57771.83 | 2460 | 1
131F0436 | FC-302P37KT5E20H2XGXXXXSXXXXAXBXCXXXXDX |  | VLT AutomationDrive FC 302 | 2 | 78969.76 | 0 | 0 | 0 | 0 | 0 | 0 | 0 | 0 | 0 | 2 | 78969.76 | 2460 | 2
131F0438 | FC-302P45KT5E20H1XGXXXXSXXXXAXBXCXXXXDX |  | VLT AutomationDrive FC 302 | 1 | 91124.39 | 0 | 0 | 0 | 0 | 0 | 0 | 0 | 0 | 0 | 1 | 91124.39 | 2460 | 0
131F0440 | FC-302P55KT5E20H2XGXXXXSXXXXAXBXCXXXXDX |  | VLT AutomationDrive FC 302 | 2 | 104262.06 | 0 | 0 | 0 | 0 | 0 | 0 | 0 | 0 | 0 | 2 | 104262.06 | 2460 | 2
131F0446 | FC-302P75KT5E20H2XGXXXXSXXXXAXBXCXXXXDX |  | VLT AutomationDrive FC 302 | 1 | 53745.88 | 0 | 0 | 0 | 0 | 0 | 0 | 0 | 0 | 0 | 1 | 53745.88 | 2460 | 0
131F0563 | FC-301P1K5T4E20H2XNXXXXSXXXXAXBKCXXXXDX |  | VLT AutomationDrive FC 301 | 0 | 0 | 0 | 0 | 1 | 10826.28 | 0 | 0 | 0 | 0 | 1 | 1 | 10826.28 | 2460 | 0 | 1
131F0609 | FC-102P11KT4E55H2XNXXXXSXXXXAXBXCXXXXDX |  | VLT HVAC Drive FC 102 | 0 | 0 | 0 | 0 | 0 | 0 | 0 | 0 | 4 | 89828.36 | 4 | 4 | 89828.36 | 2460 | 1 | 3
131F1460 | FC-102P1K5T4E55H2XNXXXXSXXXXAXBXCXXXXDX |  | VLT HVAC Drive FC 102 | 0 | 0 | 0 | 0 | 0 | 0 | 0 | 0 | 3 | 30123.48 | 3 | 3 | 30123.48 | 2460 | 0 | 3
131F1467 | FC-102P1K5T4E55H1XGXXXXSXXXXAXB0CXXXXDX |  | VLT HVAC Drive FC 102 | 0 | 0 | 3 | 37978.38 | 0 | 0 | 0 | 0 | 0 | 0 | 3 | 3 | 37978.38 | 2460 | 0 | 3
131F1481 | FC-202P5K5T4E55H1XNXXXXSXXXXAXBXCXXXXDX |  | VLT AQUA Drive FC 202 | 1 | 14439.5 | 0 | 0 | 0 | 0 | 0 | 0 | 0 | 0 | 0 | 1 | 14439.5 | 2460 | 0
131F1667 | FC-301P75KT4E21H2XGCXXXSXXXXAXBPCXXXXDX |  | VLT AutomationDrive FC 301 | 0 | 0 | 0 | 0 | 1 | 97607.71 | 7 | 683253.97 | 0 | 0 | 8 | 8 | 780861.68 | 2460 | 0 | 8
131F1668 | FC-301P55KT4E21H2XGCXXXSXXXXAXBPCXXXXDX |  | VLT AutomationDrive FC 301 | 0 | 0 | 0 | 0 | 1 | 82335.48 | 0 | 0 | 0 | 0 | 1 | 1 | 82335.48 | 2460 | 0 | 1
131F1669 | FC-301P45KT4E21H2XGCXXXSXXXXAXBPCXXXXDX |  | VLT AutomationDrive FC 301 | 0 | 0 | 0 | 0 | 0 | 0 | 1 | 82209.3 | 0 | 0 | 1 | 1 | 82209.3 | 2460 | 0 | 1
131F1672 | FC-301P37KT4E21H2XGCXXXSXXXXAXBPCXXXXDX |  | VLT AutomationDrive FC 301 | 0 | 0 | 0 | 0 | 0 | 0 | 10 | 669017.02 | 0 | 0 | 10 | 10 | 669017.02 | 2460 | 0 | 10
131F1675 | FC-301P4K0T4E55H1BXXXXXSXXXXAXBXCXXXXDX |  | VLT AutomationDrive FC 301 | 0 | 0 | 0 | 0 | 0 | 0 | 1 | 15400.68 | 0 | 0 | 1 | 1 | 15400.68 | 2460 | 0 | 1
131F1685 | FC-301P30KT4E21H2XGCXXXSXXXXAXBPCXXXXDX |  | VLT AutomationDrive FC 301 | 0 | 0 | 0 | 0 | 1 | 47107.86 | 1 | 49261.09 | 0 | 0 | 2 | 2 | 96368.95 | 2460 | 0 | 2
131F1696 | FC-102P4K0T4E55H2XGX1XXSXXXXAXBXCXXXXDX |  | VLT HVAC Drive FC 102 | 0 | 0 | 1 | 12727.8 | 0 | 0 | 0 | 0 | 0 | 0 | 1 | 1 | 12727.8 | 2460 | 0 | 1
131F1712 | FC-102P4K0T4E55H1XGXXXXSXXXXAXB0CXXXXDX |  | VLT HVAC Drive FC 102 | 0 | 0 | 17 | 227024.91 | 0 | 0 | 0 | 0 | 0 | 0 | 17 | 17 | 227024.91 | 2460 | 0 | 17
131F1713 | FC-102P5K5T4E55H1XGXXXXSXXXXAXB0CXXXXDX |  | VLT HVAC Drive FC 102 | 0 | 0 | 5 | 67575.2 | 0 | 0 | 0 | 0 | 0 | 0 | 5 | 5 | 67575.2 | 2460 | 0 | 5
131F1714 | FC-102P7K5T4E55H1XGXXXXSXXXXAXB0CXXXXDX |  | VLT HVAC Drive FC 102 | 0 | 0 | 1 | 14161.58 | 0 | 0 | 0 | 0 | 0 | 0 | 1 | 1 | 14161.58 | 2460 | 0 | 1
131F1823 | FC-301P75KT4E21H2XGCXXXSXXXXAXBKCXXXXDX |  | VLT AutomationDrive FC 301 | 1 | 65310.63 | 0 | 0 | 0 | 0 | 0 | 0 | 0 | 0 | 0 | 1 | 65310.63 | 2460 | 1
131F1896 | FC-102P11KT4E55H2XGX1XXSXXXXAXB0CXXXXDX |  | VLT HVAC Drive FC 102 | 1 | 28307.21 | 0 | 0 | 17 | 441628.62 | 0 | 0 | 0 | 0 | 17 | 18 | 469935.83 | 2460 | 18
131F2413 | FC-301P5K5T4E20H2XGXXXXSXXXXA0BXCXXXXD0 |  | VLT AutomationDrive FC 301 | 0 | 0 | 0 | 0 | 1 | 13750.45 | 0 | 0 | 0 | 0 | 1 | 1 | 13750.45 | 2460 | 0 | 1
131F2414 | FC-301P7K5T4E20H2XGXXXXSXXXXA0BXCXXXXD0 |  | VLT AutomationDrive FC 301 | 0 | 0 | 0 | 0 | 1 | 13720.51 | 0 | 0 | 0 | 0 | 1 | 1 | 13720.51 | 2460 | 0 | 1
131F2726 | FC-102P30KT4E21H1TGXDXXSXXXXA0B0CXXXXDX |  | VLT HVAC Drive FC 102 | 0 | 0 | 2 | 115849.19 | 0 | 0 | 0 | 0 | 0 | 0 | 2 | 2 | 115849.19 | 2460 | 0 | 2
131F2766 | FC-301P4K0T4E20H2XGCXXXSXXXXAXBKCXXXXDX |  | VLT AutomationDrive FC 301 | 0 | 0 | 0 | 0 | 1 | 11457.41 | 1 | 11155.7 | 0 | 0 | 2 | 2 | 22613.11 | 2460 | 0 | 2
131F3648 | FC-102P7K5T4E55H2XNX1XXSXXXXAXBXCXXXXDX |  | VLT HVAC Drive FC 102 | 0 | 0 | 0 | 0 | 1 | 13090.05 | 0 | 0 | 0 | 0 | 1 | 1 | 13090.05 | 2460 | 0 | 1
131F3649 | FC-102P11KT4E55H2XNX1XXSXXXXAXBXCXXXXDX |  | VLT HVAC Drive FC 102 | 0 | 0 | 0 | 0 | 1 | 20291.94 | 0 | 0 | 0 | 0 | 1 | 1 | 20291.94 | 2460 | 0 | 1
131F5235 | FC-302P15KT5E20H1BGXXXXSXXXXA0BXCXXXXDX |  | VLT AutomationDrive FC 302 | 0 | 0 | 1 | 34500.94 | 0 | 0 | 0 | 0 | 0 | 0 | 1 | 1 | 34500.94 | 2460 | 0 | 1
131F5383 | FC-302P5K5T5E20H1XGXXXXSXXXXA0B2CXXXXDX |  | VLT AutomationDrive FC 302 | 1 | 18751.48 | 0 | 0 | 0 | 0 | 0 | 0 | 0 | 0 | 0 | 1 | 18751.48 | 2460 | 0
131F5448 | FC-102P90KT4E20H2XGXXXXSXXXXAXBXCXXXXDX |  | VLT HVAC Drive FC 102 | 1 | 53631.7 | 1 | 53631.7 | 1 | 53631.7 | 0 | 0 | 0 | 0 | 2 | 3 | 160895.1 | 2460 | 3
131F5449 | FC-102P55KT4E20H2XGXXXXSXXXXAXBXCXXXXDX |  | VLT HVAC Drive FC 102 | 3 | 124709.52 | 0 | 0 | 0 | 0 | 0 | 0 | 0 | 0 | 0 | 3 | 124709.52 | 2460 | 2
131F5451 | FC-102P37KT4E20H2XGXXXXSXXXXAXBXCXXXXDX |  | VLT HVAC Drive FC 102 | 4 | 121159.64 | 0 | 0 | 0 | 0 | 0 | 0 | 0 | 0 | 0 | 4 | 121159.64 | 2460 | 3
131F5454 | FC-102P30KT4E20H2XGXXXXSXXXXAXBXCXXXXDX |  | VLT HVAC Drive FC 102 | 1 | 28540.88 | 0 | 0 | 0 | 0 | 0 | 0 | 0 | 0 | 0 | 1 | 28540.88 | 2460 | 1
131F5456 | FC-102P18KT4E20H2XGXXXXSXXXXAXBXCXXXXDX |  | VLT HVAC Drive FC 102 | 1 | 19233.56 | 0 | 0 | 0 | 0 | 0 | 0 | 0 | 0 | 0 | 1 | 19233.56 | 2460 | 1
131F5494 | FC-301P11KT4E20H2XGXXXXSXXXXAXBXCXXXXDX |  | VLT AutomationDrive FC 301 | 0 | 0 | 3 | 53973.9 | 0 | 0 | 0 | 0 | 0 | 0 | 3 | 3 | 53973.9 | 2460 | 0 | 3
131F5501 | FC-301P45KT4E20H2XGCXXXSXXXXAXBXCXXXXDX |  | VLT AutomationDrive FC 301 | 0 | 0 | 0 | 0 | 0 | 0 | 1 | 42387.28 | 0 | 0 | 1 | 1 | 42387.28 | 2460 | 0 | 1
131F5831 | FC-301P11KT4E20H2XGCXXXSXXXXAXBXCXXXXDX |  | VLT AutomationDrive FC 301 | 14 | 251890.95 | 0 | 0 | 0 | 0 | 0 | 0 | 0 | 0 | 0 | 14 | 251890.95 | 2460 | 14
131F5859 | FC-301P7K5T4E20H2XGXXXXSXXXXAXBKCXXXXDX |  | VLT AutomationDrive FC 301 | 0 | 0 | 0 | 0 | 0 | 0 | 2 | 27854.36 | 0 | 0 | 2 | 2 | 27854.36 | 2460 | 0 | 2
131F5878 | FC-302P55KT5E21H2BGCDXXSXXXXAXBXCXXXXDX |  | VLT AutomationDrive FC 302 | 5 | 322047.7 | 2 | 128819.08 | 0 | 0 | 0 | 0 | 0 | 0 | 2 | 7 | 450866.78 | 2460 | 7
131F5889 | FC-102P7K5T4E20H2XGXXXXSXXXXAXB0CXXXXDX |  | VLT HVAC Drive FC 102 | 2 | 24348.48 | 0 | 0 | 0 | 0 | 0 | 0 | 0 | 0 | 0 | 2 | 24348.48 | 2460 | 2
131F6077 | FC-102P5K5T4E55H1XGX1XXSXXXXAXB0CXXXXDX |  | VLT HVAC Drive FC 102 | 0 | 0 | 0 | 0 | 1 | 16229.74 | 0 | 0 | 0 | 0 | 1 | 1 | 16229.74 | 2460 | 0 | 1
131F6503 | FC-302P1K5T5E20H2XGCXXXSXXXXAXBKCXXXXDX |  | VLT AutomationDrive FC 302 | 10 | 112540.2 | 9 | 101286.18 | 0 | 0 | 0 | 0 | 0 | 0 | 9 | 19 | 213826.38 | 2460 | 19
131F6503 | FC-302P1K5T5E20H2XGCXXXSXXXXAXBKCXXXXDX |  | VLT AutomationDrive FC 302 | 13 | 168263.23 | 0 | 0 | 0 | 0 | 0 | 0 | 0 | 0 | 0 | 13 | 168263.23 | 2464 | 19
131F6504 | FC-302P2K2T5E20H2XGCXXXSXXXXAXBKCXXXXDX |  | VLT AutomationDrive FC 302 | 6 | 68720.1 | 4 | 45808.35 | 0 | 0 | 0 | 0 | 0 | 0 | 4 | 10 | 114528.45 | 2460 | 4
131F6504 | FC-302P2K2T5E20H2XGCXXXSXXXXAXBKCXXXXDX |  | VLT AutomationDrive FC 302 | 11 | 166950.25 | 0 | 0 | 0 | 0 | 0 | 0 | 0 | 0 | 0 | 11 | 166950.25 | 2464 | 4
131F6507 | FC-302P7K5T5E20H2XGCXXXSXXXXAXBKCXXXXDX |  | VLT AutomationDrive FC 302 | 2 | 29513.43 | 0 | 0 | 0 | 0 | 0 | 0 | 0 | 0 | 0 | 2 | 29513.43 | 2464 | 0
131F6593 | FC-301P11KT4E20H1XGXXXXSXXXXAXBXCXXXXDX |  | VLT AutomationDrive FC 301 | 0 | 0 | 0 | 0 | 1 | 22114 | 0 | 0 | 0 | 0 | 1 | 1 | 22114 | 2460 | 0 | 1
131F6594 | FC-301P15KT4E20H1XGXXXXSXXXXAXBXCXXXXDX |  | VLT AutomationDrive FC 301 | 0 | 0 | 0 | 0 | 1 | 28827.82 | 0 | 0 | 0 | 0 | 1 | 1 | 28827.82 | 2460 | 0 | 1
131F6604 | FC-301P75KT4E20H1XGXXXXSXXXXAXBXCXXXXDX |  | VLT AutomationDrive FC 301 | 0 | 0 | 0 | 0 | 1 | 89902.89 | 0 | 0 | 0 | 0 | 1 | 1 | 89902.89 | 2460 | 0 | 1
131F6624 | FC-102P37KT4E20H2XXXXXXSXXXXAXBXCXXXXDX |  | VLT HVAC Drive FC 102 | 0 | 0 | 0 | 0 | 1 | 29141.44 | 0 | 0 | 0 | 0 | 1 | 1 | 29141.44 | 2460 | 0 | 1
131F6626 | FC-102P22KT4E20H2XGXXXXSXXXXAXBXCXXXXDX |  | VLT HVAC Drive FC 102 | 2 | 53897.96 | 0 | 0 | 0 | 0 | 0 | 0 | 0 | 0 | 0 | 2 | 53897.96 | 2460 | 1
131F6632 | FC-102P18KT4E20H1XGXXXXSXXXXAXBXCXXXXDX |  | VLT HVAC Drive FC 102 | 0 | 0 | 0 | 0 | 1 | 27847.31 | 0 | 0 | 0 | 0 | 1 | 1 | 27847.31 | 2460 | 0 | 1
131F6641 | FC-202P15KT4E20H2XGXXXXSXXXXAXBXCXXXXDX |  | VLT AQUA Drive FC 202 | 0 | 0 | 2 | 35963.42 | 0 | 0 | 0 | 0 | 0 | 0 | 2 | 2 | 35963.42 | 2460 | 0 | 2
131F6645 | FC-202P18KT4E20H2XGXXXXSXXXXAXBXCXXXXDX |  | VLT AQUA Drive FC 202 | 0 | 0 | 0 | 0 | 1 | 19312.37 | 0 | 0 | 0 | 0 | 1 | 1 | 19312.37 | 2460 | 0 | 1
131F7275 | FC-102P4K0T4E20H2XGXXXXSXXXXAXBKCXXXXDX |  | VLT HVAC Drive FC 102 | 1 | 11436.02 | 0 | 0 | 0 | 0 | 0 | 0 | 0 | 0 | 0 | 1 | 11436.02 | 2460 | 0
131F7276 | FC-102P5K5T4E20H2XGXXXXSXXXXAXBKCXXXXDX |  | VLT HVAC Drive FC 102 | 0 | 0 | 3 | 36904.11 | 0 | 0 | 0 | 0 | 0 | 0 | 3 | 3 | 36904.11 | 2460 | 0 | 3
131F7823 | FC-102P4K0T4P55H2XGCXXXSXXXXAXBXCXXXXDX |  | VLT HVAC Drive FC 102 | 0 | 0 | 0 | 0 | 1 | 12582.79 | 0 | 0 | 0 | 0 | 1 | 1 | 12582.79 | 2460 | 0 | 1
131F7835 | FC-102P4K0T4E55H2XGX1XXSXXXXAXB0CXXXXDX |  | VLT HVAC Drive FC 102 | 0 | 0 | 0 | 0 | 1 | 14862.83 | 2 | 22397.78 | 0 | 0 | 3 | 3 | 37260.61 | 2460 | 2 | 1
131F7837 | FC-102P7K5T4E55H2XGX1XXSXXXXAXB0CXXXXDX |  | VLT HVAC Drive FC 102 | 0 | 0 | 0 | 0 | 1 | 15471.86 | 0 | 0 | 0 | 0 | 1 | 1 | 15471.86 | 2460 | 1
131F8067 | FC-302P11KT5E20H2XGCXXXSXXXXAXBKCXXXXDX |  | VLT AutomationDrive FC 302 | 3 | 91422.52 | 0 | 0 | 0 | 0 | 0 | 0 | 0 | 0 | 0 | 3 | 91422.52 | 2464 | 0
131F8416 | FC-302P11KT5E20H2XXCXXXSXXXXAXBXCXXXXDX |  | VLT AutomationDrive FC 302 | 53 | 897663.12 | 0 | 0 | 0 | 0 | 0 | 0 | 0 | 0 | 0 | 53 | 897663.12 | 2460 | 96
131F8417 | FC-302P11KT5E20H2BGCXXXSXXXXAXBXCXXXXDX |  | VLT AutomationDrive FC 302 | 7 | 219158.71 | 0 | 0 | 0 | 0 | 0 | 0 | 0 | 0 | 0 | 7 | 219158.71 | 2460 | 7
131F8743 | FC-202P18KT4E20H2XGXXXXSXXXXAXBKCXXXXDX |  | VLT AQUA Drive FC 202 | 0 | 0 | 0 | 0 | 1 | 29944.84 | 0 | 0 | 0 | 0 | 1 | 1 | 29944.84 | 2460 | 1
131F8920 | FC-302P22KT5E20H2XGCXXXSXXXXAXBKCXXXXDX |  | VLT AutomationDrive FC 302 | 1 | 30958.24 | 2 | 61916.48 | 0 | 0 | 0 | 0 | 0 | 0 | 2 | 3 | 92874.72 | 2460 | 0 | 2
131F8921 | FC-302P30KT5E20H2XGCXXXSXXXXAXBKCXXXXDX |  | VLT AutomationDrive FC 302 | 1 | 7359.62 | 1 | 69884.68 | 0 | 0 | 0 | 0 | 0 | 0 | 1 | 2 | 77244.3 | 2464 | 0 | 1
131F8924 | FC-302P55KT5E20H2XGCXXXSXXXXAXBKCXXXXDX |  | VLT AutomationDrive FC 302 | 1 | 98545.18 | 0 | 0 | 0 | 0 | 0 | 0 | 0 | 0 | 0 | 1 | 98545.18 | 2464 | 0
131F8926 | FC-302P75KT5E20H2XGCXXXSXXXXAXBKCXXXXDX |  | VLT AutomationDrive FC 302 | 1 | 56049.06 | 0 | 0 | 0 | 0 | 0 | 0 | 0 | 0 | 0 | 1 | 56049.06 | 2460 | 1
131F8926 | FC-302P75KT5E20H2XGCXXXSXXXXAXBKCXXXXDX |  | VLT AutomationDrive FC 302 | 1 | 112863.72 | 0 | 0 | 0 | 0 | 0 | 0 | 0 | 0 | 0 | 1 | 112863.72 | 2464 | 1
131F9673 | FC-102P11KT4E20H2XGXXXXSXXXXAXB0CXXXXDX |  | VLT HVAC Drive FC 102 | 1 | 20100.96 | 0 | 0 | 0 | 0 | 0 | 0 | 0 | 0 | 0 | 1 | 20100.96 | 2460 | 1
131F9674 | FC-102P11KT4E20H2XGXXXXSXXXXAXBKCXXXXDX |  | VLT HVAC Drive FC 102 | 0 | 0 | 2 | 40545.7 | 0 | 0 | 0 | 0 | 0 | 0 | 2 | 2 | 40545.7 | 2460 | 1 | 1
131F9918 | FC-102P22KT4E20H1XNXXXXSXXXXAXBXCXXXXDX |  | VLT HVAC Drive FC 102 | 0 | 0 | 0 | 0 | 2 | 73928.8 | 0 | 0 | 0 | 0 | 2 | 2 | 73928.8 | 2460 | 0 | 2
131G0402 | FC-202P30KT4E20H2XGCXXXSXXXXAXBKCXXXXDX |  | VLT AQUA Drive FC 202 | 0 | 0 | 0 | 0 | 0 | 0 | 3 | 92907.93 | 0 | 0 | 3 | 3 | 92907.93 | 2460 | 0 | 3
131G1454 | FC-202P15KT4E66H2XGXXXXSXXXXAXBYCXXXXDX |  | VLT AQUA Drive FC 202 | 0 | 0 | 0 | 0 | 0 | 0 | 1 | 31206.56 | 0 | 0 | 1 | 1 | 31206.56 | 2460 | 0 | 1
131G3482 | FC-302P45KT5E21H2XGCDXXSXXXXAXBXCXXXXDX |  | VLT AutomationDrive FC 302 | 4 | 381995.88 | 1 | 88856.73 | 0 | 0 | 0 | 0 | 0 | 0 | 1 | 5 | 470852.61 | 2460 | 5
131G3627 | FC-302P37KT5E21H2BGCDXXSXXXXAXBXCXXXXDX |  | VLT AutomationDrive FC 302 | 0 | 0 | 5 | 244845.3 | 0 | 0 | 0 | 0 | 0 | 0 | 5 | 5 | 244845.3 | 2460 | 5
131G5244 | FC-102P45KT4E20H2XGCXXXSXXXXAXBXCXXXXDX |  | VLT HVAC Drive FC 102 | 0 | 0 | 0 | 0 | 4 | 157477.12 | 34 | 1489928.26 | 0 | 0 | 38 | 38 | 1647405.38 | 2460 | 1 | 37
131G5245 | FC-102P55KT4E20H2XGCXXXSXXXXAXBXCXXXXDX |  | VLT HVAC Drive FC 102 | 0 | 0 | 1 | 41571.26 | 5 | 207856.3 | 0 | 0 | 0 | 0 | 6 | 6 | 249427.56 | 2460 | 1 | 5
131G6170 | FC-302P5K5T5E20H2XGXXXXSXXXXANBXCXXXXDX |  | VLT AutomationDrive FC 302 | 0 | 0 | 2 | 28274.42 | 0 | 0 | 0 | 0 | 0 | 0 | 2 | 2 | 28274.42 | 2460 | 0 | 2
131G6609 | FC-301P15KT4E20H2XGCXXXSXXXXAXBPCXXXXDX |  | VLT AutomationDrive FC 301 | 0 | 0 | 10 | 217659.55 | 0 | 0 | 0 | 0 | 0 | 0 | 10 | 10 | 217659.55 | 2460 | 0 | 10
131G6612 | FC-301P11KT4E20H2XGCXXXSXXXXAXBPCXXXXDX |  | VLT AutomationDrive FC 301 | 0 | 0 | 11 | 224596.68 | 5 | 118649.6 | 0 | 0 | 0 | 0 | 16 | 16 | 343246.28 | 2460 | 0 | 16
131G6745 | FC-102P30KT2E20H2XGCXXXSXXXXAXBXCXXXXDX |  | VLT HVAC Drive FC 102 | 0 | 0 | 0 | 0 | 0 | 0 | 1 | 40590.87 | 0 | 0 | 1 | 1 | 40590.87 | 2460 | 0 | 1
131G7016 | FC-302P7K5T5E20H2XGXXXXSXXXXANBXCXXXXDX |  | VLT AutomationDrive FC 302 | 1 | 14181.97 | 0 | 0 | 0 | 0 | 0 | 0 | 0 | 0 | 0 | 1 | 14181.97 | 2460 | 0
131G7638 | FC-302P11KT6E20HXXGCXXXSXXXXAXBXCXXXXDX |  | VLT AutomationDrive FC 302 | 0 | 0 | 0 | 0 | 1 | 26971.39 | 0 | 0 | 0 | 0 | 1 | 1 | 26971.39 | 2460 | 0 | 1
131G8428 | FC-202P75KT4E20H2XGCXXXSXXXXAXBKCXXXXDX |  | VLT AQUA Drive FC 202 | 1 | 54328.99 | 0 | 0 | 0 | 0 | 0 | 0 | 0 | 0 | 0 | 1 | 54328.99 | 2460 | 1
131G8827 | FC-302P5K5T5E20H1XGCXXXSXXXXANBXCXXXXDX |  | VLT AutomationDrive FC 302 | 0 | 0 | 0 | 0 | 0 | 0 | 1 | 11641.69 | 0 | 0 | 1 | 1 | 11641.69 | 2460 | 0 | 1
131G9104 | FC-102P800T4E21H2XGC7XXSXXXXAXBXCXXXXDX |  | VLT HVAC Drive FC 102 | 0 | 0 | 0 | 0 | 1 | 1159449.38 | 0 | 0 | 0 | 0 | 1 | 1 | 1159449.38 | 2460 | 0 | 1
131G9570 | FC-302P45KT5E20H2BGCDXXSXXXXAXBXCXXXXDX |  | VLT AutomationDrive FC 302 | 0 | 0 | 0 | 0 | 0 | 0 | 1 | 81686.26 | 0 | 0 | 1 | 1 | 81686.26 | 2460 | 0 | 1
131H0030 | FC-102P15KT4E20H2XNXXXXSXXXXAXBXCXXXXDX |  | VLT HVAC Drive FC 102 | 0 | 0 | 0 | 0 | 1 | 17637.8 | 0 | 0 | 0 | 0 | 1 | 1 | 17637.8 | 2460 | 0 | 1
131H0062 | FC-301P2K2T2E20H1XGXXXXSXXXXAXBKCXXXXDX |  | VLT AutomationDrive FC 301 | 0 | 0 | 0 | 0 | 0 | 0 | 0 | 0 | 1 | 20711.82 | 1 | 1 | 20711.82 | 2460 | 0 | 1
131H0271 | FC-102P22KT4E55H2XGX1XXSXXXXAXBXCXXXXDX |  | VLT HVAC Drive FC 102 | 0 | 0 | 0 | 0 | 1 | 39936.9 | 0 | 0 | 0 | 0 | 1 | 1 | 39936.9 | 2460 | 6
131H0789 | FC-102P15KT4E20H2XGXXXXSXXXXAXBKCXXXXDX |  | VLT HVAC Drive FC 102 | 0 | 0 | 1 | 20366.49 | 0 | 0 | 0 | 0 | 0 | 0 | 1 | 1 | 20366.49 | 2460 | 0 | 1
131H1284 | FC-302P55KT5E21H2XGCDXXSXXXXAXBXCXXXXDX |  | VLT AutomationDrive FC 302 | 0 | 0 | 2 | 204764.31 | 0 | 0 | 0 | 0 | 0 | 0 | 2 | 2 | 204764.31 | 2460 | 1 | 1
131H1595 | FC-302P30KT5E20H2XGCXXXSXXXXAXBXCXXXXDX |  | VLT AutomationDrive FC 302 | 1 | 30404.09 | 1 | 30404.09 | 0 | 0 | 0 | 0 | 0 | 0 | 1 | 2 | 60808.18 | 2460 | 2
131H1596 | FC-302P55KT5E20H2XGCXXXSXXXXAXBXCXXXXDX |  | VLT AutomationDrive FC 302 | 1 | 52131.03 | 0 | 0 | 0 | 0 | 0 | 0 | 0 | 0 | 0 | 1 | 52131.03 | 2460 | 1
131H1601 | FC-302P22KT5E20H2XGCXXXSXXXXAXBXCXXXXDX |  | VLT AutomationDrive FC 302 | 2 | 57310.12 | 0 | 0 | 0 | 0 | 0 | 0 | 0 | 0 | 0 | 2 | 57310.12 | 2460 | 0
131H1608 | FC-102P11KT4E55H1XGX1XXSXXXXAXB0CXXXXDX |  | VLT HVAC Drive FC 102 | 0 | 0 | 0 | 0 | 1 | 24302.48 | 0 | 0 | 0 | 0 | 1 | 1 | 24302.48 | 2460 | 0 | 1
131H1610 | FC-102P7K5T4E55H1XGX1XXSXXXXAXB0CXXXXDX |  | VLT HVAC Drive FC 102 | 0 | 0 | 0 | 0 | 1 | 15860.81 | 0 | 0 | 0 | 0 | 1 | 1 | 15860.81 | 2460 | 0 | 1
131H1611 | FC-102P15KT4E55H2XGX1XXSXXXXAXB0CXXXXDX |  | VLT HVAC Drive FC 102 | 5 | 101273.55 | 0 | 0 | 0 | 0 | 0 | 0 | 0 | 0 | 0 | 5 | 101273.55 | 2460 | 5
131H1670 | FC-202P15KT4E20H2XGXXXXSXXXXAXBYCXXXXDX |  | VLT AQUA Drive FC 202 | 0 | 0 | 0 | 0 | 3 | 64629.06 | 0 | 0 | 0 | 0 | 3 | 3 | 64629.06 | 2460 | 0 | 3
131H1887 | FC-301P11KT4E20H2XGXXXXSXXXXAXBKCXXXXDX |  | VLT AutomationDrive FC 301 | 0 | 0 | 1 | 20386.46 | 0 | 0 | 0 | 0 | 0 | 0 | 1 | 1 | 20386.46 | 2460 | 0 | 1
131H1940 | FC-302P11KT5E20H2XGCXXXSXXXXA0BXCXXXXDX |  | VLT AutomationDrive FC 302 | 1 | 21017.69 | 0 | 0 | 0 | 0 | 0 | 0 | 0 | 0 | 0 | 1 | 21017.69 | 2460 | 1
131H2243 | FC-302P75KT5E20H2XGCXXXSXXXXAXBXCXXXXDX |  | VLT AutomationDrive FC 302 | 0 | 0 | 0 | 0 | 1 | 53745.88 | 0 | 0 | 0 | 0 | 1 | 1 | 53745.88 | 2460 | 0 | 1
131H2612 | FC-102P2K2T4E55H2XGX1XXSXXXXAXB0CXXXXDX |  | VLT HVAC Drive FC 102 | 0 | 0 | 0 | 0 | 0 | 0 | 2 | 27519.17 | 0 | 0 | 2 | 2 | 27519.17 | 2460 | 2
131H2652 | FC-301P55KT4E20H2XGXXXXSXXXXAXBXCXXXXDX |  | VLT AutomationDrive FC 301 | 0 | 0 | 0 | 0 | 1 | 52036.82 | 0 | 0 | 0 | 0 | 1 | 1 | 52036.82 | 2460 | 0 | 1
131H2682 | FC-301P75KT4E20H2XGXXXXSXXXXAXBKCXXXXDX |  | VLT AutomationDrive FC 301 | 0 | 0 | 0 | 0 | 0 | 0 | 5 | 279187.92 | 0 | 0 | 5 | 5 | 279187.92 | 2460 | 0 | 5
131H2939 | FC-302P75KT5E20H2BGXXXXSXXXXAXBXCXXXXDX |  | VLT AutomationDrive FC 302 | 1 | 53293.07 | 0 | 0 | 0 | 0 | 0 | 0 | 0 | 0 | 0 | 1 | 53293.07 | 2460 | 1
131H3040 | FC-202P30KT4E20H1XGXXXXSXXXXA0BXCXXXXD0 |  | VLT AQUA Drive FC 202 | 0 | 0 | 2 | 93315.27 | 0 | 0 | 0 | 0 | 0 | 0 | 2 | 2 | 93315.27 | 2460 | 0 | 2
131H3045 | FC-202P37KT4E20H1XGXXXXSXXXXA0BXCXXXXD0 |  | VLT AQUA Drive FC 202 | 0 | 0 | 1 | 55934.52 | 0 | 0 | 0 | 0 | 0 | 0 | 1 | 1 | 55934.52 | 2460 | 0 | 1
131H3267 | FC-102P75KT4E20H2XGCXXXSXXXXAXBXCXXXXDX |  | VLT HVAC Drive FC 102 | 0 | 0 | 2 | 104030.86 | 3 | 156046.29 | 0 | 0 | 0 | 0 | 5 | 5 | 260077.15 | 2460 | 3 | 2
131H3542 | FC-302P55KT5E20H2BGXXXXSXXXXAXBXCXXXXDX |  | VLT AutomationDrive FC 302 | 1 | 104261.95 | 0 | 0 | 0 | 0 | 0 | 0 | 0 | 0 | 0 | 1 | 104261.95 | 2460 | 0
131H3926 | FC-302P75KT5E20H2XGXDXXSXXXXAXBXCXXXXDX |  | VLT AutomationDrive FC 302 | 0 | 0 | 1 | 106497.66 | 0 | 0 | 0 | 0 | 0 | 0 | 1 | 1 | 106497.66 | 2460 | 0 | 1
131H3986 | FC-301P22KT4E20H2XGXXXXSXXXXAXBXCXXXXDX |  | VLT AutomationDrive FC 301 | 1 | 28563.94 | 0 | 0 | 0 | 0 | 0 | 0 | 0 | 0 | 0 | 1 | 28563.94 | 2460 | 0
131H3996 | FC-301P30KT4E20H2XGXXXXSXXXXAXBXCXXXXDX |  | VLT AutomationDrive FC 301 | 1 | 16725.37 | 0 | 0 | 0 | 0 | 0 | 0 | 0 | 0 | 0 | 1 | 16725.37 | 2460 | 0
131H4026 | FC-102P30KT4E20H2XGCXXXSXXXXAXBXCXXXXDX |  | VLT HVAC Drive FC 102 | 0 | 0 | 3 | 85622.64 | 19 | 581226.25 | 0 | 0 | 0 | 0 | 22 | 22 | 666848.89 | 2460 | 2 | 20
131H4027 | FC-102P37KT4E20H2XGCXXXSXXXXAXBXCXXXXDX |  | VLT HVAC Drive FC 102 | 0 | 0 | 4 | 121159.64 | 13 | 393768.83 | 27 | 1150194.77 | 0 | 0 | 44 | 44 | 1665123.24 | 2460 | 3 | 41
131H4028 | FC-102P22KT4E20H2XGCXXXSXXXXAXBXCXXXXDX |  | VLT HVAC Drive FC 102 | 0 | 0 | 0 | 0 | 9 | 242540.82 | 30 | 583146.68 | 0 | 0 | 39 | 39 | 825687.5 | 2460 | 0 | 39
131H4491 | FC-302P30KT5E20H2BGXXXXSXXXXAXBXCXXXXDX |  | VLT AutomationDrive FC 302 | 0 | 0 | 1 | 62244.52 | 0 | 0 | 0 | 0 | 0 | 0 | 1 | 1 | 62244.52 | 2460 | 0 | 1
131H4505 | FC-301P75KT4E20H2XGCXXXSXXXXAXBKCXXXXDX |  | VLT AutomationDrive FC 301 | 0 | 0 | 0 | 0 | 4 | 223825.08 | 0 | 0 | 0 | 0 | 4 | 4 | 223825.08 | 2460 | 0 | 4
131H4873 | FC-301P22KT4E20H2XGXXXXSXXXXAXBPCXXXXDX |  | VLT AutomationDrive FC 301 | 0 | 0 | 0 | 0 | 1 | 30895.45 | 0 | 0 | 0 | 0 | 1 | 1 | 30895.45 | 2460 | 0 | 1
131H4882 | FC-301P11KT4E20H2XGXXXXSXXXXAXBPCXXXXDX |  | VLT AutomationDrive FC 301 | 0 | 0 | 0 | 0 | 0 | 0 | 1 | 21005.64 | 0 | 0 | 1 | 1 | 21005.64 | 2460 | 0 | 1
131H5112 | FC-301P30KT4E20H2XNXXXXSXXXXAXBXCXXXXDX |  | VLT AutomationDrive FC 301 | 0 | 0 | 0 | 0 | 1 | 29976.35 | 0 | 0 | 0 | 0 | 1 | 1 | 29976.35 | 2460 | 0 | 1
131H5154 | FC-302P45KT5E20H2BGXXXXSXXXXAXBXCXXXXDX |  | VLT AutomationDrive FC 302 | 0 | 0 | 0 | 0 | 1 | 70062.18 | 0 | 0 | 0 | 0 | 1 | 1 | 70062.18 | 2460 | 0 | 1
131H5481 | FC-202P22KT4E20H2XGXXXXSXXXXAXBYCXXXXDX |  | VLT AQUA Drive FC 202 | 0 | 0 | 0 | 0 | 1 | 30428.69 | 0 | 0 | 0 | 0 | 1 | 1 | 30428.69 | 2460 | 0 | 1
131H5492 | FC-301P22KT4E20H2XGCXXXSXXXXAXBXCXXXXDX |  | VLT AutomationDrive FC 301 | 1 | 8922.09 | 0 | 0 | 0 | 0 | 0 | 0 | 0 | 0 | 0 | 1 | 8922.09 | 2460 | 0
131H5493 | FC-301P30KT4E20H2XGCXXXSXXXXAXBXCXXXXDX |  | VLT AutomationDrive FC 301 | 1 | 19615.98 | 0 | 0 | 0 | 0 | 0 | 0 | 0 | 0 | 0 | 1 | 19615.98 | 2460 | 0
131H5505 | FC-301P45KT4E20H2BGXXXXSXXXXAXBXCXXXXDX |  | VLT AutomationDrive FC 301 | 0 | 0 | 0 | 0 | 1 | 66205.25 | 0 | 0 | 0 | 0 | 1 | 1 | 66205.25 | 2460 | 0 | 1
131H5831 | FC-301P75KT4E20H2XNXXXXSXXXXAXBXCXXXXDX |  | VLT AutomationDrive FC 301 | 2 | 106642.46 | 0 | 0 | 0 | 0 | 0 | 0 | 0 | 0 | 0 | 2 | 106642.46 | 2460 | 2
131H5855 | FC-302P75KT5E21H2BGCDXXSXXXXAXBXCXXXXDX |  | VLT AutomationDrive FC 302 | 2 | 267480.26 | 0 | 0 | 0 | 0 | 0 | 0 | 0 | 0 | 0 | 2 | 267480.26 | 2460 | 0
131H6199 | FC-302P45KT5E20H1XGXXXXSXXXXA0BXCXXXXD0 |  | VLT AutomationDrive FC 302 | 0 | 0 | 0 | 0 | 0 | 0 | 2 | 148010.87 | 0 | 0 | 2 | 2 | 148010.87 | 2460 | 0 | 2
131H6200 | FC-301P37KT4E20H2BGCXXXSXXXXAXBXCXXXXDX |  | VLT AutomationDrive FC 301 | 0 | 0 | 0 | 0 | 2 | 117889.38 | 0 | 0 | 0 | 0 | 2 | 2 | 117889.38 | 2460 | 0 | 2
131H6967 | FC-302PK75T5E20H2XGCXXXSXXXXAXBKCXXXXDX |  | VLT AutomationDrive FC 302 | 0 | 0 | 0 | 0 | 2 | 18274.55 | 0 | 0 | 0 | 0 | 2 | 2 | 18274.55 | 2460 | 2
131H7078 | FC-102P22KT4E20H2XGXXXXSXXXXAXBKCXXXXDX |  | VLT HVAC Drive FC 102 | 0 | 0 | 1 | 29253.58 | 0 | 0 | 0 | 0 | 0 | 0 | 1 | 1 | 29253.58 | 2460 | 0 | 1
131H7109 | FC-302P37KT5E20H1XGCXXXSXXXXAXBXCXXXXDX |  | VLT AutomationDrive FC 302 | 0 | 0 | 0 | 0 | 1 | 61798.01 | 0 | 0 | 0 | 0 | 1 | 1 | 61798.01 | 2460 | 0 | 1
131H7147 | FC-302P37KT5E20H2BNXXXXSXXXXAXBXCXXXXDX |  | VLT AutomationDrive FC 302 | 0 | 0 | 1 | 76189.78 | 0 | 0 | 0 | 0 | 0 | 0 | 1 | 1 | 76189.78 | 2460 | 0 | 1
131H7167 | FC-102P1K1T4E55H2XGX1XXSXXXXAXB0CXXXXDX |  | VLT HVAC Drive FC 102 | 0 | 0 | 1 | 11061.83 | 1 | 11061.83 | 0 | 0 | 0 | 0 | 2 | 2 | 22123.66 | 2460 | 0 | 2
131H7194 | FC-102P18KT4E20H2XGXXXXSXXXXAXBKCXXXXDX |  | VLT HVAC Drive FC 102 | 0 | 0 | 1 | 21628.72 | 1 | 21628.72 | 0 | 0 | 0 | 0 | 2 | 2 | 43257.44 | 2460 | 0 | 2
131H8043 | FC-302P2K2T5E20H2XGXXXXSXXXXANBXCXXXXDX |  | VLT AutomationDrive FC 302 | 0 | 0 | 1 | 13175.01 | 0 | 0 | 0 | 0 | 0 | 0 | 1 | 1 | 13175.01 | 2460 | 0 | 1
131H8044 | FC-302P4K0T5E20H2XGXXXXSXXXXANBXCXXXXDX |  | VLT AutomationDrive FC 302 | 0 | 0 | 1 | 13271.86 | 0 | 0 | 0 | 0 | 0 | 0 | 1 | 1 | 13271.86 | 2460 | 0 | 1
131H8352 | FC-302P7K5T5E66H2XGCXXXSXXXXA0BXCXXXXDX |  | VLT AutomationDrive FC 302 | 1 | 25613.38 | 0 | 0 | 0 | 0 | 0 | 0 | 0 | 0 | 0 | 1 | 25613.38 | 2460 | 0
131H8386 | FC-302PK75T5E20H2XGXXXXSXXXXANBXCXXXXDX |  | VLT AutomationDrive FC 302 | 0 | 0 | 1 | 57770.72 | 0 | 0 | 0 | 0 | 0 | 0 | 1 | 1 | 57770.72 | 2460 | 0 | 1
131H8762 | FC-102P22KT4E20H2XGXXXXSXXXXAXB0CXXXXDX |  | VLT HVAC Drive FC 102 | 0 | 0 | 2 | 58163.38 | 0 | 0 | 0 | 0 | 0 | 0 | 2 | 2 | 58163.38 | 2460 | 0 | 2
131H9291 | FC-202P22KT4E20H2TGXXXXSXXXXAXBXCXXXXDX |  | VLT AQUA Drive FC 202 | 0 | 0 | 0 | 0 | 1 | 35652.62 | 0 | 0 | 0 | 0 | 1 | 1 | 35652.62 | 2460 | 0 | 1
131H9680 | FC-301P5K5T4E20H2XGXXXXSXXXXAXBKCXXXXDX |  | VLT AutomationDrive FC 301 | 0 | 0 | 0 | 0 | 1 | 12319.92 | 0 | 0 | 0 | 0 | 1 | 1 | 12319.92 | 2460 | 0 | 1
131H9681 | FC-301P18KT4E20H2XGXXXXSXXXXAXBKCXXXXDX |  | VLT AutomationDrive FC 301 | 0 | 0 | 1 | 29273.55 | 0 | 0 | 0 | 0 | 0 | 0 | 1 | 1 | 29273.55 | 2460 | 0 | 1
131L0133 | FC-202P55KT4E20H2XGCXXXSXXXXAXBKCXXXXDX |  | VLT AQUA Drive FC 202 | 0 | 0 | 0 | 0 | 1 | 43951.83 | 0 | 0 | 0 | 0 | 1 | 1 | 43951.83 | 2460 | 0 | 1
131L0332 | FC-301P75KT4E55H2XGC1XXSXXXXAXBXCXXXXDX |  | VLT AutomationDrive FC 301 | 0 | 0 | 0 | 0 | 1 | 108349.8 | 0 | 0 | 1 | 101232.02 | 2 | 2 | 209581.82 | 2460 | 0 | 2
131L0802 | FC-301P11KT4E20H2XGXXXXSXXXXANBXCXXXXDX |  | VLT AutomationDrive FC 301 | 0 | 0 | 0 | 0 | 1 | 21981.13 | 0 | 0 | 0 | 0 | 1 | 1 | 21981.13 | 2460 | 0 | 1
131L0806 | FC-301P22KT4E20H1XGCXXXSXXXXA0BXCXXXXDX |  | VLT AutomationDrive FC 301 | 0 | 0 | 0 | 0 | 0 | 0 | 1 | 42275.71 | 0 | 0 | 1 | 1 | 42275.71 | 2460 | 0 | 1
131L1834 | FC-302P30KT5E20H2BNCXXXSXXXXAXBRCXXXXDX |  | VLT AutomationDrive FC 302 | 1 | 61888.96 | 0 | 0 | 0 | 0 | 0 | 0 | 0 | 0 | 0 | 1 | 61888.96 | 2460 | 1
131L2237 | FC-302P37KT5E55H2XGC1XXSXXXXAXBXCXXXXDX |  | VLT AutomationDrive FC 302 | 0 | 0 | 0 | 0 | 0 | 0 | 2 | 109639.88 | 0 | 0 | 2 | 2 | 109639.88 | 2460 | 0 | 2
131L2366 | FC-302P15KT6E20HXXGCXXXSXXXXAXBXCXXXXDX |  | VLT AutomationDrive FC 302 | 0 | 0 | 0 | 0 | 1 | 33506.13 | 0 | 0 | 0 | 0 | 1 | 1 | 33506.13 | 2460 | 0 | 1
131L3975 | FC-302P22KT5E20H2XGXDXXSXXXXAXBRCXXXXDX |  | VLT AutomationDrive FC 302 | 1 | 51861.79 | 0 | 0 | 0 | 0 | 0 | 0 | 0 | 0 | 0 | 1 | 51861.79 | 2460 | 0
131L4263 | FC-301P3K0T4E20H2XGCXXXSXXXXAXBKCXXXXDX |  | VLT AutomationDrive FC 301 | 0 | 0 | 0 | 0 | 19 | 317791.4 | 0 | 0 | 0 | 0 | 19 | 19 | 317791.4 | 2460 | 0 | 19
131L5087 | FC-102P11KT4E55H1XGX1OXSXXXXAXBXCXXXXDX |  | VLT HVAC Drive FC 102 | 0 | 0 | 0 | 0 | 0 | 0 | 1 | 25702.16 | 0 | 0 | 1 | 1 | 25702.16 | 2460 | 0 | 1
131L6721 | FC-302P11KT5E20H2XGXXXXSXXXXANBXCXXXXDX |  | VLT AutomationDrive FC 302 | 0 | 0 | 1 | 22202.33 | 0 | 0 | 0 | 0 | 0 | 0 | 1 | 1 | 22202.33 | 2460 | 0 | 1
131L8437 | FC-302P5K5T5E55H1XGXXOXSXXXXAXBXCXXXXDX |  | VLT AutomationDrive FC 302 | 0 | 0 | 0 | 0 | 1 | 20117.98 | 0 | 0 | 0 | 0 | 1 | 1 | 20117.98 | 2460 | 0 | 1
131L9166 | FC-302P30KT5E20H2XGXXXXSXXXXANBXCXXXXDX |  | VLT AutomationDrive FC 302 | 0 | 0 | 0 | 0 | 1 | 34428.93 | 0 | 0 | 0 | 0 | 1 | 1 | 34428.93 | 2460 | 0 | 1
131L9798 | FC-101P5K5T2E20H4XXCXXXSXXXXAXBXCXXXXDX |  | VLT HVAC Drive FC 101 | 0 | 0 | 0 | 0 | 0 | 0 | 1 | 12113.06 | 0 | 0 | 1 | 1 | 12113.06 | 2460 | 0 | 1
131L9800 | FC-101P11KT2E20H4XXCXXXSXXXXAXBXCXXXXDX |  | VLT HVAC Drive FC 101 | 0 | 0 | 0 | 0 | 0 | 0 | 3 | 42315.12 | 0 | 0 | 3 | 3 | 42315.12 | 2460 | 0 | 3
131L9801 | FC-101P15KT2E20H2XXXXXXSXXXXAXBXCXXXXDX |  | VLT HVAC Drive FC 101 | 0 | 0 | 0 | 0 | 0 | 0 | 4 | 60550.27 | 0 | 0 | 4 | 4 | 60550.27 | 2460 | 0 | 4
131L9809 | FC-101P18KT2E20H2XXXXXXSXXXXAXBXCXXXXDX |  | VLT HVAC Drive FC 101 | 0 | 0 | 0 | 0 | 0 | 0 | 1 | 19079.23 | 0 | 0 | 1 | 1 | 19079.23 | 2460 | 0 | 1
131L9832 | FC-101P22KT2E20H2XXXXXXSXXXXAXBXCXXXXDX |  | VLT HVAC Drive FC 101 | 0 | 0 | 0 | 0 | 0 | 0 | 1 | 22790.65 | 0 | 0 | 1 | 1 | 22790.65 | 2460 | 0 | 1
131L9861 | FC-101PK37T4E20H4XXCXXXSXXXXAXBXCXXXXDX |  | VLT HVAC Drive FC 101 | 2 | 8548.09 | 0 | 0 | 0 | 0 | 0 | 0 | 0 | 0 | 0 | 2 | 8548.09 | 2460 | 0
131L9862 | FC-101PK75T4E20H4XXCXXXSXXXXAXBXCXXXXDX |  | VLT HVAC Drive FC 101 | 32 | 135317.78 | 0 | 0 | 0 | 0 | 0 | 0 | 0 | 0 | 0 | 32 | 135317.78 | 2460 | 20
131L9863 | FC-101P1K5T4E20H4XXCXXXSXXXXAXBXCXXXXDX |  | VLT HVAC Drive FC 101 | 36 | 199711.15 | 0 | 0 | 0 | 0 | 0 | 0 | 0 | 0 | 0 | 36 | 199711.15 | 2460 | 74
131L9864 | FC-101P2K2T4E20H4XXCXXXSXXXXAXBXCXXXXDX |  | VLT HVAC Drive FC 101 | 62 | 495088.2 | 40 | 273000.89 | 0 | 0 | 0 | 0 | 0 | 0 | 40 | 102 | 768089.09 | 2460 | 62
131L9865 | FC-101P3K0T4E20H4XXCXXXSXXXXAXBXCXXXXDX |  | VLT HVAC Drive FC 101 | 0 | 0 | 4 | 29881.99 | 0 | 0 | 0 | 0 | 0 | 0 | 4 | 4 | 29881.99 | 2460 | 2 | 2
131L9866 | FC-101P4K0T4E20H4XXCXXXSXXXXAXBXCXXXXDX |  | VLT HVAC Drive FC 101 | 133 | 1148734.91 | 0 | 0 | 0 | 0 | 0 | 0 | 0 | 0 | 0 | 133 | 1148734.91 | 2460 | 109
131L9867 | FC-101P5K5T4E20H4XXCXXXSXXXXAXBXCXXXXDX |  | VLT HVAC Drive FC 101 | 123 | 1354335.94 | 2 | 134297.64 | 0 | 0 | 0 | 0 | 0 | 0 | 2 | 125 | 1220038.3 | 2460 | 75
131L9868 | FC-101P7K5T4E20H4XXCXXXSXXXXAXBXCXXXXDX |  | VLT HVAC Drive FC 101 | 144 | 1765194.03 | 55 | 525176.3 | 0 | 0 | 0 | 0 | 0 | 0 | 55 | 199 | 2290370.33 | 2460 | 89
131L9869 | FC-101P11KT4E20H4XXCXXXSXXXXAXBXCXXXXDX |  | VLT HVAC Drive FC 101 | 89 | 1371743.46 | 0 | 0 | 0 | 0 | 0 | 0 | 0 | 0 | 0 | 89 | 1371743.46 | 2460 | 122
131L9870 | FC-101P15KT4E20H4XXCXXXSXXXXAXBXCXXXXDX |  | VLT HVAC Drive FC 101 | 74 | 1340399.05 | 0 | 0 | 0 | 0 | 0 | 0 | 0 | 0 | 0 | 74 | 1340399.05 | 2460 | 117
131L9871 | FC-101P18KT4E20H4XXCXXXSXXXXAXBXCXXXXDX |  | VLT HVAC Drive FC 101 | 5 | 115246.62 | 18 | 404229.43 | 0 | 0 | 0 | 0 | 0 | 0 | 18 | 23 | 519476.05 | 2460 | 7 | 11
131L9872 | FC-101P22KT4E20H4XXCXXXSXXXXAXBXCXXXXDX |  | VLT HVAC Drive FC 101 | 12 | 323349.43 | 19 | 499554.78 | 0 | 0 | 0 | 0 | 0 | 0 | 19 | 31 | 822904.21 | 2460 | 5 | 14
131L9873 | FC-101P30KT4E20H2XXXXXXSXXXXAXBXCXXXXDX |  | VLT HVAC Drive FC 101 | 13 | 387743.55 | 0 | 0 | 0 | 0 | 0 | 0 | 0 | 0 | 0 | 13 | 387743.55 | 2460 | 8
131L9875 | FC-101P30KT4E20H3XXXXXXSXXXXAXBXCXXXXDX |  | VLT HVAC Drive FC 101 | 0 | 0 | 0 | 0 | 0 | 0 | 1 | 29455.98 | 0 | 0 | 1 | 1 | 29455.98 | 2460 | 0 | 1
131L9881 | FC-101P37KT4E20H2XXXXXXSXXXXAXBXCXXXXDX |  | VLT HVAC Drive FC 101 | 16 | 592803.26 | 0 | 0 | 0 | 0 | 0 | 0 | 0 | 0 | 0 | 16 | 592803.26 | 2460 | 11
131L9889 | FC-101P45KT4E20H2XXXXXXSXXXXAXBXCXXXXDX |  | VLT HVAC Drive FC 101 | 6 | 274129.65 | 0 | 0 | 0 | 0 | 0 | 0 | 0 | 0 | 0 | 6 | 274129.65 | 2460 | 6
131L9891 | FC-101P45KT4E20H3XXXXXXSXXXXAXBXCXXXXDX |  | VLT HVAC Drive FC 101 | 0 | 0 | 0 | 0 | 0 | 0 | 2 | 86473.47 | 0 | 0 | 2 | 2 | 86473.47 | 2460 | 0 | 2
131L9905 | FC-101P75KT4E20H2XXXXXXSXXXXAXBXCXXXXDX |  | VLT HVAC Drive FC 101 | 1 | 61259.36 | 0 | 0 | 0 | 0 | 0 | 0 | 0 | 0 | 0 | 1 | 61259.36 | 2460 | 0
131N0177 | FC-101PK75T4E5AH2XAXXXXSXXXXAXBXCXXXXDX |  | VLT HVAC Drive FC 101 | 6 | 39112.86 | 0 | 0 | 0 | 0 | 0 | 0 | 0 | 0 | 0 | 6 | 39112.86 | 2460 | 6
131N0179 | FC-101P1K5T4E5AH2XAXXXXSXXXXAXBXCXXXXDX |  | VLT HVAC Drive FC 101 | 11 | 91026.18 | 0 | 0 | 0 | 0 | 0 | 0 | 0 | 0 | 0 | 11 | 91026.18 | 2460 | 0
131N0181 | FC-101P2K2T4E5AH2XAXXXXSXXXXAXBXCXXXXDX |  | VLT HVAC Drive FC 101 | 4 | 37848.15 | 0 | 0 | 0 | 0 | 0 | 0 | 0 | 0 | 0 | 4 | 37848.15 | 2460 | 0
131N0183 | FC-101P3K0T4E5AH2XAXXXXSXXXXAXBXCXXXXDX |  | VLT HVAC Drive FC 101 | 0 | 0 | 0 | 0 | 2 | 18803.15 | 0 | 0 | 0 | 0 | 2 | 2 | 18803.15 | 2460 | 0 | 2
131N0185 | FC-101P4K0T4E5AH2XAXXXXSXXXXAXBXCXXXXDX |  | VLT HVAC Drive FC 101 | 5 | 58290.24 | 0 | 0 | 0 | 0 | 0 | 0 | 0 | 0 | 0 | 5 | 58290.24 | 2460 | 0
131N0186 | FC-101P4K0T4E5AH3XAXXXXSXXXXAXBXCXXXXDX |  | VLT HVAC Drive FC 101 | 0 | 0 | 0 | 0 | 0 | 0 | 1 | 10896.06 | 0 | 0 | 1 | 1 | 10896.06 | 2460 | 0 | 1
131N0187 | FC-101P5K5T4E5AH2XAXXXXSXXXXAXBXCXXXXDX |  | VLT HVAC Drive FC 101 | 19 | 258784.02 | 0 | 0 | 0 | 0 | 0 | 0 | 0 | 0 | 0 | 19 | 258784.02 | 2460 | 0
131N0189 | FC-101P7K5T4E5AH2XAXXXXSXXXXAXBXCXXXXDX |  | VLT HVAC Drive FC 101 | 1 | 14821.49 | 0 | 0 | 0 | 0 | 0 | 0 | 0 | 0 | 0 | 1 | 14821.49 | 2460 | 0
131N0190 | FC-101P7K5T4E5AH3XAXXXXSXXXXAXBXCXXXXDX |  | VLT HVAC Drive FC 101 | 0 | 0 | 1 | 14279.32 | 0 | 0 | 0 | 0 | 0 | 0 | 1 | 1 | 14279.32 | 2460 | 0 | 1
131N0193 | FC-101P15KT4E5AH2XAXXXXSXXXXAXBXCXXXXDX |  | VLT HVAC Drive FC 101 | 3 | 63697.29 | 6 | 109500.07 | 0 | 0 | 0 | 0 | 0 | 0 | 6 | 9 | 173197.36 | 2460 | 0 | 6
131N0195 | FC-101P18KT4E5AH2XAXXXXSXXXXAXBXCXXXXDX |  | VLT HVAC Drive FC 101 | 1 | 26773.9 | 0 | 0 | 0 | 0 | 0 | 0 | 0 | 0 | 0 | 1 | 26773.9 | 2460 | 0
131N0197 | FC-101P22KT4E5AH2XAXXXXSXXXXAXBXCXXXXDX |  | VLT HVAC Drive FC 101 | 1 | 26943.15 | 0 | 0 | 0 | 0 | 0 | 0 | 0 | 0 | 0 | 1 | 26943.15 | 2460 | 0
131N0201 | FC-101P30KT4E5AH2XAXXXXSXXXXAXBXCXXXXDX |  | VLT HVAC Drive FC 101 | 0 | 0 | 0 | 0 | 0 | 0 | 1 | 28433.88 | 0 | 0 | 1 | 1 | 28433.88 | 2460 | 0 | 1
131N0235 | FC-101P15KT6E20HXXXXXXXSXXXXAXBXCXXXXDX |  | VLT HVAC Drive FC 101 | 0 | 0 | 0 | 0 | 0 | 0 | 1 | 17621.44 | 0 | 0 | 1 | 1 | 17621.44 | 2460 | 0 | 1
131N1255 | FC-302P45KT5E20H2XGCXXXSXXXXA0BKCXXXXDX |  | VLT AutomationDrive FC 302 | 1 | 46828.82 | 0 | 0 | 0 | 0 | 0 | 0 | 0 | 0 | 0 | 1 | 46828.82 | 2460 | 1
131N2421 | FC-301P22KT4E20H2XGCXXXSXXXXAXBPCXXXXDX |  | VLT AutomationDrive FC 301 | 7 | 216289.78 | 0 | 0 | 0 | 0 | 0 | 0 | 0 | 0 | 0 | 7 | 216289.78 | 2460 | 3
131N3512 | FC-301P18KT4E20H2XGCXXXSXXXXAXBPCXXXXDX |  | VLT AutomationDrive FC 301 | 2 | 58613.28 | 0 | 0 | 0 | 0 | 0 | 0 | 0 | 0 | 0 | 2 | 58613.28 | 2460 | 0
131N4606 | FC-302P18KT6E20HXXGCXXXSXXXXAXBXCXXXXDX |  | VLT AutomationDrive FC 302 | 0 | 0 | 0 | 0 | 1 | 40354.39 | 0 | 0 | 0 | 0 | 1 | 1 | 40354.39 | 2460 | 0 | 1
131N4615 | FC-302P22KT6E20HXXGCXXXSXXXXAXBXCXXXXDX |  | VLT AutomationDrive FC 302 | 0 | 0 | 0 | 0 | 1 | 45275.7 | 0 | 0 | 0 | 0 | 1 | 1 | 45275.7 | 2460 | 0 | 1
131N5831 | FC-102P15KT4E55H1XGX1XXSXXXXAXB0CXXXXD0 |  | VLT HVAC Drive FC 102 | 0 | 0 | 0 | 0 | 1 | 28263.33 | 0 | 0 | 0 | 0 | 1 | 1 | 28263.33 | 2460 | 0 | 1
131N9293 | FC-301P2K2T4E55H2XGX1XXSXXXXAXBXCXXXXDX |  | VLT AutomationDrive FC 301 | 0 | 0 | 0 | 0 | 1 | 11828.55 | 0 | 0 | 0 | 0 | 1 | 1 | 11828.55 | 2460 | 0 | 1
131N9332 | FC-102P1K1T4E55H1XGX1XXSXXXXAXB0CXXXXDX |  | VLT HVAC Drive FC 102 | 0 | 0 | 0 | 0 | 1 | 10888.53 | 0 | 0 | 0 | 0 | 1 | 1 | 10888.53 | 2460 | 0 | 1
131N9461 | FC-302P11KT5E20H2XGXXXXSXXXXALBXCXXXXDX |  | VLT AutomationDrive FC 302 | 4 | 89379.72 | 0 | 0 | 0 | 0 | 0 | 0 | 0 | 0 | 0 | 4 | 89379.72 | 2460 | 0
131N9463 | FC-302P18KT5E20H2XGXXXXSXXXXALBXCXXXXDX |  | VLT AutomationDrive FC 302 | 1 | 31230.6 | 0 | 0 | 0 | 0 | 0 | 0 | 0 | 0 | 0 | 1 | 31230.6 | 2460 | 0
131N9868 | FC-302P5K5T5E20H2XGXXXXSXXXXALBXCXXXXDX |  | VLT AutomationDrive FC 302 | 2 | 28556.78 | 0 | 0 | 0 | 0 | 0 | 0 | 0 | 0 | 0 | 2 | 28556.78 | 2460 | 0
131N9921 | FC-301P1K1T4E20H2XGXXXXSXXXXANBXCXXXXDX |  | VLT AutomationDrive FC 301 | 0 | 0 | 0 | 0 | 0 | 0 | 0 | 0 | 2 | 25328.39 | 2 | 2 | 25328.39 | 2460 | 0 | 2
131U0259 | FC-302P37KT5E20H2XGCXXXSXXXXALBXCXXXXDX |  | VLT AutomationDrive FC 302 | 0 | 0 | 0 | 0 | 1 | 65384.56 | 0 | 0 | 0 | 0 | 1 | 1 | 65384.56 | 2460 | 0 | 1
131U0569 | FC-102P18KT4E55H2XGX1XXSXXXXAXBKCXXXXDX |  | VLT HVAC Drive FC 102 | 0 | 0 | 0 | 0 | 1 | 31180.15 | 0 | 0 | 0 | 0 | 1 | 1 | 31180.15 | 2460 | 0 | 1
131U1463 | FC-102P1K1T4Z55H2XGXXXXSXXXXAXBXCXXXXDX |  | VLT HVAC Drive FC 102 | 6 | 56402.43 | 0 | 0 | 0 | 0 | 0 | 0 | 0 | 0 | 0 | 6 | 56402.43 | 2460 | 6
131U1464 | FC-102P1K1T4Z55H3XGXXXXSXXXXAXBXCXXXXDX |  | VLT HVAC Drive FC 102 | 0 | 0 | 0 | 0 | 0 | 0 | 0 | 0 | 5 | 64229.79 | 5 | 5 | 64229.79 | 2460 | 0 | 5
131U1466 | FC-102P1K5T4Z55H3XGXXXXSXXXXAXBXCXXXXDX |  | VLT HVAC Drive FC 102 | 0 | 0 | 0 | 0 | 0 | 0 | 0 | 0 | 5 | 71167.29 | 5 | 5 | 71167.29 | 2460 | 0 | 5
131U2117 | IVS102P75KT4P21H2XGXXXXSXXXXAXBXCXXXXDX |  | VLT HVAC Drive FC 102 | 3 | 272055.79 | 0 | 0 | 0 | 0 | 0 | 0 | 0 | 0 | 0 | 3 | 272055.79 | 2460 | 3
131U2892 | FC-301P4K0T4E20H2XGXXXXSXXXXA0BXCXXXXD0 |  | VLT AutomationDrive FC 301 | 0 | 0 | 0 | 0 | 1 | 12886.52 | 0 | 0 | 0 | 0 | 1 | 1 | 12886.52 | 2460 | 0 | 1
131U2893 | FC-301P11KT4E20H2XGXXXXSXXXXA0BXCXXXXD0 |  | VLT AutomationDrive FC 301 | 0 | 0 | 0 | 0 | 0 | 0 | 1 | 21592.12 | 0 | 0 | 1 | 1 | 21592.12 | 2460 | 0 | 1
131U2897 | FC-301P45KT4E20H2XGXXXXSXXXXA0BXCXXXXD0 |  | VLT AutomationDrive FC 301 | 0 | 0 | 0 | 0 | 0 | 0 | 3 | 135817.23 | 0 | 0 | 3 | 3 | 135817.23 | 2460 | 0 | 3
131U2898 | FC-301P55KT4E20H2XGXXXXSXXXXA0BXCXXXXD0 |  | VLT AutomationDrive FC 301 | 0 | 0 | 1 | 55777.37 | 0 | 0 | 0 | 0 | 0 | 0 | 1 | 1 | 55777.37 | 2460 | 0 | 1
131U5671 | FC-302P55KT5E20H2BGCDXXSXXXXAXBXCXXXXDX |  | VLT AutomationDrive FC 302 | 1 | 95902.45 | 0 | 0 | 0 | 0 | 0 | 0 | 0 | 0 | 0 | 1 | 95902.45 | 2460 | 0
131U6046 | FC-301P4K0T4E20H2XGXXXXSXXXXALBXCXXXXDX |  | VLT AutomationDrive FC 301 | 0 | 0 | 0 | 0 | 1 | 13320.25 | 0 | 0 | 0 | 0 | 1 | 1 | 13320.25 | 2460 | 0 | 1
131U6048 | FC-301P7K5T4E20H2XGXXXXSXXXXALBXCXXXXDX |  | VLT AutomationDrive FC 301 | 0 | 0 | 0 | 0 | 1 | 14152.82 | 0 | 0 | 0 | 0 | 1 | 1 | 14152.82 | 2460 | 0 | 1
131U6286 | FC-302P7K5T5E20H2XGCXXXSXXXXANBXCXXXXDX |  | VLT AutomationDrive FC 302 | 1 | 14181.97 | 0 | 0 | 0 | 0 | 0 | 0 | 0 | 0 | 0 | 1 | 14181.97 | 2460 | 0
131U6325 | FC-302P1K1T5E20H1XGXXXXSXXXXAUBXCXXXXDX |  | VLT AutomationDrive FC 302 | 1 | 14504.92 | 0 | 0 | 0 | 0 | 0 | 0 | 0 | 0 | 0 | 1 | 14504.92 | 2460 | 0
131U6338 | FC-302P2K2T5E20H2XGXXXXSXXXXALBXCXXXXDX |  | VLT AutomationDrive FC 302 | 2 | 26615.86 | 0 | 0 | 0 | 0 | 0 | 0 | 0 | 0 | 0 | 2 | 26615.86 | 2460 | 0
131U7106 | FC-301P15KT4E21H2XXCXXXSXXXXAXBKC4XXXDX |  | VLT AutomationDrive FC 301 | 0 | 0 | 0 | 0 | 1 | 35352.66 | 0 | 0 | 0 | 0 | 1 | 1 | 35352.66 | 2460 | 0 | 1
131U7107 | FC-301P18KT4E21H2XXCXXXSXXXXAXBKC4XXXDX |  | VLT AutomationDrive FC 301 | 0 | 0 | 0 | 0 | 1 | 45201.4 | 0 | 0 | 0 | 0 | 1 | 1 | 45201.4 | 2460 | 0 | 1
131U7828 | FC-302P7K5T5E20H2BGCXXXSXXXXA4BXCXXXXDX |  | VLT AutomationDrive FC 302 | 2 | 25885.42 | 0 | 0 | 0 | 0 | 0 | 0 | 0 | 0 | 0 | 2 | 25885.42 | 2460 | 2
131U9618 | FC-302P45KT5E20H2BGCXXXSXXXXA0BKCXXXXDX |  | VLT AutomationDrive FC 302 | 0 | 0 | 0 | 0 | 1 | 74265.75 | 0 | 0 | 0 | 0 | 1 | 1 | 74265.75 | 2460 | 0 | 1
131X0211 | FC-302PK75T5E20H1XGXXXXSXXXXAUBXC4XXXDX |  | VLT AutomationDrive FC 302 | 1 | 19775.87 | 0 | 0 | 0 | 0 | 0 | 0 | 0 | 0 | 0 | 1 | 19775.87 | 2460 | 0
131X1510 | FC-102P2K2T4Y55H3XGX1OXSXXXXAXBXCXXXXDX |  | VLT HVAC Drive FC 102 | 0 | 0 | 0 | 0 | 1 | 13302.25 | 0 | 0 | 0 | 0 | 1 | 1 | 13302.25 | 2460 | 0 | 1
131X1653 | FC-102P1K5T4E20H3XGXXXXSXXXXAXB0CXXXXDX |  | VLT HVAC Drive FC 102 | 0 | 0 | 0 | 0 | 0 | 0 | 3 | 28342.04 | 0 | 0 | 3 | 3 | 28342.04 | 2460 | 0 | 3
131X1961 | FC-302P75KT6E21HXXGCXXXSXXXXAXBXCXXXXDX |  | VLT AutomationDrive FC 302 | 0 | 0 | 0 | 0 | 1 | 110219.58 | 0 | 0 | 0 | 0 | 1 | 1 | 110219.58 | 2460 | 0 | 1
131X3207 | FC-102P45KT4E20H2BGCXXXSXXXXAXBXCXXXXDX |  | VLT HVAC Drive FC 102 | 0 | 0 | 0 | 0 | 1 | 54916.67 | 0 | 0 | 0 | 0 | 1 | 1 | 54916.67 | 2460 | 0 | 1
131X5318 | FC-301PK37T2E20H2XGXXXXSXXXXA0BXCXXXXD0 |  | VLT AutomationDrive FC 301 | 0 | 0 | 1 | 9119.59 | 0 | 0 | 0 | 0 | 0 | 0 | 1 | 1 | 9119.59 | 2460 | 1
131X6114 | FC-111P1K5T4P20H4XXCXXXSXXXXAXBXCXXXXDX |  | VLT HVAC Drive FC 101 | 0 | 0 | 0 | 0 | 1 | 6248.05 | 0 | 0 | 0 | 0 | 1 | 1 | 6248.05 | 2464 | 0 | 1
131X6115 | FC-111P2K2T4P20H4XXCXXXSXXXXAXBXCXXXXDX |  | VLT HVAC Drive FC 101 | 0 | 0 | 1 | 7359.62 | 0 | 0 | 0 | 0 | 0 | 0 | 1 | 1 | 7359.62 | 2464 | 0 | 1
131X6116 | FC-111P3K0T4P20H4XXCXXXSXXXXAXBXCXXXXDX |  | VLT HVAC Drive FC 101 | 0 | 0 | 0 | 0 | 0 | 0 | 0 | 0 | 1 | 11860.07 | 1 | 1 | 11860.07 | 2464 | 0 | 1
131X6117 | FC-111P4K0T4P20H4XXCXXXSXXXXAXBXCXXXXDX |  | VLT HVAC Drive FC 101 | 0 | 0 | 0 | 0 | 0 | 0 | 0 | 0 | 1 | 13356.16 | 1 | 1 | 13356.16 | 2464 | 0 | 1
131X6118 | FC-111P5K5T4P20H4XXCXXXSXXXXAXBXCXXXXDX |  | VLT HVAC Drive FC 101 | 0 | 0 | 0 | 0 | 1 | 9597.92 | 0 | 0 | 0 | 0 | 1 | 1 | 9597.92 | 2464 | 0 | 1
131X6118 | FC-111P5K5T4P20H4XXCXXXSXXXXAXBXCXXXXDX |  | VLT HVAC Drive FC 101 | 0 | 0 | 0 | 0 | 1 | 10179.56 | 0 | 0 | 0 | 0 | 1 | 1 | 10179.56 | 2460 | 0 | 1
131X6119 | FC-111P7K5T4P20H4XXCXXXSXXXXAXBXCXXXXDX |  | VLT HVAC Drive FC 101 | 0 | 0 | 0 | 0 | 0 | 0 | 0 | 0 | 1 | 16122.4 | 1 | 1 | 16122.4 | 2464 | 1
131X6119 | FC-111P7K5T4P20H4XXCXXXSXXXXAXBXCXXXXDX |  | VLT HVAC Drive FC 101 | 1 | 12260.09 | 0 | 0 | 0 | 0 | 0 | 0 | 0 | 0 | 0 | 1 | 12260.09 | 2460 | 1
131X6120 | FC-111P11KT4P20H4XXCXXXSXXXXAXBXCXXXXDX |  | VLT HVAC Drive FC 101 | 5 | 79719.77 | 0 | 0 | 0 | 0 | 0 | 0 | 0 | 0 | 0 | 5 | 79719.77 | 2460 | 0
131X6121 | FC-111P15KT4P20H4XXCXXXSXXXXAXBXCXXXXDX |  | VLT HVAC Drive FC 101 | 0 | 0 | 0 | 0 | 0 | 0 | 0 | 0 | 1 | 24447.97 | 1 | 1 | 24447.97 | 2464 | 0 | 1
131X6121 | FC-111P15KT4P20H4XXCXXXSXXXXAXBXCXXXXDX |  | VLT HVAC Drive FC 101 | 1 | 18314.2 | 0 | 0 | 0 | 0 | 0 | 0 | 0 | 0 | 0 | 1 | 18314.2 | 2460 | 0
131X6122 | FC-111P18KT4P20H4XXCXXXSXXXXAXBXCXXXXDX |  | VLT HVAC Drive FC 101 | 0 | 0 | 6 | 136236.97 | 0 | 0 | 0 | 0 | 0 | 0 | 6 | 6 | 136236.97 | 2460 | 0 | 6
131X6123 | FC-111P22KT4P20H4XXCXXXSXXXXAXBXCXXXXDX |  | VLT HVAC Drive FC 101 | 0 | 0 | 0 | 0 | 0 | 0 | 0 | 0 | 1 | 33816.55 | 1 | 1 | 33816.55 | 2464 | 0 | 1
131X6123 | FC-111P22KT4P20H4XXCXXXSXXXXAXBXCXXXXDX |  | VLT HVAC Drive FC 101 | 0 | 0 | 3 | 80157.32 | 2 | 52300.55 | 0 | 0 | 0 | 0 | 5 | 5 | 132457.87 | 2460 | 0 | 5
131X6204 | FC-301P45KT4P21H2XGXXXXSXXXXAXBPCXXXXDX |  | VLT AutomationDrive FC 301 | 0 | 0 | 0 | 0 | 0 | 0 | 9 | 180401.85 | 0 | 0 | 9 | 9 | 180401.85 | 2460 | 0 | 9
131X6206 | FC-301P55KT4P21H2XGXXXXSXXXXAXBPCXXXXDX |  | VLT AutomationDrive FC 301 | 0 | 0 | 0 | 0 | 1 | 36528.44 | 3 | 109585.31 | 0 | 0 | 4 | 4 | 146113.75 | 2460 | 0 | 4
131X6356 | FC-301P30KT4P21H2XGCXXXSXXXXAXBPCXXXXDX |  | VLT AutomationDrive FC 301 | 4 | 188826.04 | 0 | 0 | 0 | 0 | 0 | 0 | 0 | 0 | 0 | 4 | 188826.04 | 2460 | 0
131X6357 | FC-301P37KT4P21H2XGCXXXSXXXXAXBPCXXXXDX |  | VLT AutomationDrive FC 301 | 2 | 96907.98 | 0 | 0 | 0 | 0 | 0 | 0 | 0 | 0 | 0 | 2 | 96907.98 | 2460 | 1
131X6358 | FC-301P45KT4P21H2XGCXXXSXXXXAXBPCXXXXDX |  | VLT AutomationDrive FC 301 | 2 | 100712.62 | 0 | 0 | 0 | 0 | 0 | 0 | 0 | 0 | 0 | 2 | 100712.62 | 2460 | 0
131X6359 | FC-301P55KT4P21H2XGCXXXSXXXXAXBPCXXXXDX |  | VLT AutomationDrive FC 301 | 4 | 235392.5 | 0 | 0 | 0 | 0 | 0 | 0 | 0 | 0 | 0 | 4 | 235392.5 | 2460 | 1
131X6360 | FC-301P75KT4P21H2XGCXXXSXXXXAXBPCXXXXDX |  | VLT AutomationDrive FC 301 | 3 | 197165.22 | 0 | 0 | 0 | 0 | 0 | 0 | 0 | 0 | 0 | 3 | 197165.22 | 2460 | 0
131X6698 | FC-301P11KT4E21H2XXXXXXSXXXXAXBKC4XXXDX |  | VLT AutomationDrive FC 301 | 0 | 0 | 0 | 0 | 0 | 0 | 1 | 27971.94 | 0 | 0 | 1 | 1 | 27971.94 | 2460 | 0 | 1
131X6699 | FC-301P15KT4E21H2XXXXXXSXXXXAXBKC4XXXDX |  | VLT AutomationDrive FC 301 | 0 | 0 | 0 | 0 | 0 | 0 | 1 | 34313.9 | 0 | 0 | 1 | 1 | 34313.9 | 2460 | 0 | 1
131X6700 | FC-301P18KT4E21H2XXXXXXSXXXXAXBKC4XXXDX |  | VLT AutomationDrive FC 301 | 0 | 0 | 0 | 0 | 0 | 0 | 1 | 39362.46 | 0 | 0 | 1 | 1 | 39362.46 | 2460 | 0 | 1
131X7100 | ITT102P15KT4E20H2XGXXXXSXXXXAXBKCXXXXDX |  | VLT HVAC Drive FC 102 | 1 | 22951.89 | 0 | 0 | 0 | 0 | 0 | 0 | 0 | 0 | 0 | 1 | 22951.89 | 2460 | 1
131X7103 | ITT102P30KT4E20H2XGXXXXSXXXXAXBKCXXXXDX |  | VLT HVAC Drive FC 102 | 1 | 42112.6 | 0 | 0 | 0 | 0 | 0 | 0 | 0 | 0 | 0 | 1 | 42112.6 | 2460 | 1
131X7931 | FC-102P22KT4P55H3TGC1OXSXXXXAXBXCXXXXDX |  | VLT HVAC Drive FC 102 | 0 | 0 | 0 | 0 | 1 | 39550.34 | 0 | 0 | 0 | 0 | 1 | 1 | 39550.34 | 2460 | 0 | 1
131X9200 | FC-301P3K0T4Z66H1XGXXXXSXXXXAXBXCXXXXDX |  | VLT AutomationDrive FC 301 | 0 | 0 | 0 | 0 | 0 | 0 | 0 | 0 | 1 | 14523.73 | 1 | 1 | 14523.73 | 2460 | 0 | 1
131Z2427 | FC-301P30KT4E21H2XXXXXXSXXXXAXBKC4XXXDX |  | VLT AutomationDrive FC 301 | 0 | 0 | 0 | 0 | 0 | 0 | 1 | 45720.47 | 0 | 0 | 1 | 1 | 45720.47 | 2460 | 0 | 1
131Z2729 | FC-302P30KT5E20H2XGCXXXSXXXXALBXCXXXXD0 |  | VLT AutomationDrive FC 302 | 1 | 35471.88 | 0 | 0 | 0 | 0 | 0 | 0 | 0 | 0 | 0 | 1 | 35471.88 | 2460 | 0
131Z3275 | FC-302P7K5T5E20H2XGCXXXSXXXXALBXCXXXXD0 |  | VLT AutomationDrive FC 302 | 1 | 15216.66 | 0 | 0 | 0 | 0 | 0 | 0 | 0 | 0 | 0 | 1 | 15216.66 | 2460 | 0
131Z3816 | FC-302P55KT5E20H2XGXXXXSXXXXAQBXCXXXXDX |  | VLT AutomationDrive FC 302 | 0 | 0 | 0 | 0 | 1 | 77996.72 | 0 | 0 | 0 | 0 | 1 | 1 | 77996.72 | 2460 | 0 | 1
131Z5333 | OGDSK231K131301L09RXTB1P1S9010S1BXXXXXXX |  | OGD | 0 | 0 | 0 | 0 | 0 | 0 | 0 | 0 | 1 | 52883.15 | 1 | 1 | 52883.15 | 2460 | 0 | 1
131Z5367 | FCD302P2K2T4W66H1XXXXXXXXXXXA0BXXXXXXDX |  | FCD302 | 1 | 16166.52 | 0 | 0 | 0 | 0 | 0 | 0 | 0 | 0 | 0 | 1 | 16166.52 | 2460 | 8
131Z5368 | FCD302PK75T4W66H1XXXXXXXXXXXA0BXXXXXXDX |  | FCD302 | 0 | 0 | 0 | 0 | 1 | 8394.04 | 0 | 0 | 0 | 0 | 1 | 1 | 8394.04 | 2460 | 0 | 1
131Z6857 | OGDSK231K131401L09RXTB1P3S9010H1B180XXXX |  | OGD | 0 | 0 | 0 | 0 | 0 | 0 | 2 | 228297 | 4 | 456593.99 | 6 | 6 | 684890.99 | 2460 | 0 | 6
131Z7199 | FCD302P1K5T4W66H1X1FMFCXXXXXA0BXXXXXXDX |  | FCD302 | 0 | 0 | 0 | 0 | 1 | 16079.66 | 3 | 35715.99 | 6 | 127684.22 | 10 | 10 | 179479.87 | 2460 | 0 | 10
131Z8830 | VLT2811PT4B20SBR1DBF00A00C1 |  | Static frequency converters | 0 | 0 | 0 | 0 | 0 | 0 | 1 | 5216.45 | 0 | 0 | 1 | 1 | 5216.45 | 2460 | 0 | 1
131Z8983 | VLT2807PS2B20SBR1DBF00A00C1 |  | Static frequency converters | 0 | 0 | 0 | 0 | 0 | 0 | 2 | 7695.85 | 0 | 0 | 2 | 2 | 7695.85 | 2460 | 0 | 2
131Z9042 | FC-302P22KT5E20H2XGCXXXSXXXXA0B2CXXXXD0 |  | VLT AutomationDrive FC 302 | 1 | 49896.35 | 0 | 0 | 0 | 0 | 0 | 0 | 0 | 0 | 0 | 1 | 49896.35 | 2460 | 0
132B0027 | Control Card for FC-101 H6,H7 & H8 Frame |  | DD Spare parts | 3 | 11909.99 | 0 | 0 | 0 | 0 | 0 | 0 | 0 | 0 | 0 | 3 | 11909.99 | 2460 | 2
132B0058 | Control Card for FC-101 |  | DD Spare parts | 14 | 53354.75 | 0 | 0 | 0 | 0 | 0 | 0 | 0 | 0 | 0 | 14 | 53354.75 | 2460 | 12
132B0100 | VLT® Control Panel LCP 11 w/o potmeter |  | Accessories for Electrical Drives | 41 | 15027.67 | 0 | 0 | 0 | 0 | 0 | 0 | 0 | 0 | 0 | 41 | 15027.67 | 2460 | 570
132B0101 | VLT® Control Panel LCP 12, w. potmeter |  | Accessories for Electrical Drives | 2132 | 787577.99 | 0 | 0 | 0 | 0 | 0 | 0 | 0 | 0 | 0 | 2132 | 787577.99 | 2460 | 3117
132B0102 | LCP Remote Mounting Kit,w/ 3m cable |  | Accessories for Electrical Drives | 41 | 9181.43 | 0 | 0 | 0 | 0 | 0 | 0 | 0 | 0 | 0 | 41 | 9181.43 | 2460 | 217
132B0200 | VLT® Control Panel LCP FC101 |  | Accessories for Electrical Drives | 731 | 569824.74 | 0 | 0 | 0 | 0 | 0 | 0 | 0 | 0 | 0 | 731 | 569824.74 | 2460 | 542
132B0201 | LCP 31 Mounting Kit, 3m cable |  | Accessories for Electrical Drives | 2 | 3240.16 | 0 | 0 | 0 | 0 | 0 | 0 | 0 | 0 | 0 | 2 | 3240.16 | 2460 | 2
132B0212 | IP21/Type1 conversion kit, H1 |  | Accessories for Electrical Drives | 0 | 0 | 1 | 7361.43 | 0 | 0 | 0 | 0 | 0 | 0 | 1 | 1 | 7361.43 | 2460 | 0 | 1
132B0213 | IP21/Type1 conversion kit, H2 |  | Accessories for Electrical Drives | 33 | 16753.4 | 0 | 0 | 0 | 0 | 0 | 0 | 0 | 0 | 0 | 33 | 16753.4 | 2460 | 39
132B0214 | IP21/Type1 conversion kit, H3 |  | Accessories for Electrical Drives | 0 | 0 | 29 | 7986.34 | 0 | 0 | 0 | 0 | 0 | 0 | 29 | 29 | 7986.34 | 2460 | 30
132B0215 | P21/Type1 conversion kit, H4 |  | Accessories for Electrical Drives | 0 | 0 | 36 | 10196.95 | 21 | 4923.37 | 0 | 0 | 0 | 0 | 57 | 57 | 15120.32 | 2460 | 24 | 33
132B0216 | IP21/Type1 conversion kit, H5 |  | Accessories for Electrical Drives | 0 | 0 | 4 | 1035.6 | 0 | 0 | 0 | 0 | 0 | 0 | 4 | 4 | 1035.6 | 2460 | 4
132B0217 | VLT® Nema 1 kit / IP21 option frame H6 |  | Accessories for Electrical Drives | 0 | 0 | 0 | 0 | 0 | 0 | 2 | 2371.42 | 0 | 0 | 2 | 2 | 2371.42 | 2460 | 0 | 2
132B0224 | IP20 to Type 1 Conversion Kit, H3 |  | Accessories for Electrical Drives | 0 | 0 | 0 | 0 | 0 | 0 | 0 | 0 | 1 | 226.06 | 1 | 1 | 226.06 | 2460 | 0 | 1
132B0225 | ip21kit |  | Accessories for Electrical Drives | 0 | 0 | 0 | 0 | 1 | 158.68 | 0 | 0 | 0 | 0 | 1 | 1 | 158.68 | 2460 | 0 | 1
132B0254 | VLT® Control Panel LCP 21, numeric |  | Accessories for Electrical Drives | 0 | 0 | 0 | 0 | 0 | 0 | 1 | 579.9 | 0 | 0 | 1 | 1 | 579.9 | 2464 | 975
132B0254 | VLT® Control Panel LCP 21, numeric |  | Accessories for Electrical Drives | 1019 | 681642.73 | 0 | 0 | 0 | 0 | 0 | 0 | 0 | 0 | 0 | 1019 | 681642.73 | 2460 | 975
132B0255 | Standard Control Cassette |  | DD Spare parts | 2 | 6122.97 | 0 | 0 | 0 | 0 | 0 | 0 | 0 | 0 | 0 | 2 | 6122.97 | 2460 | 4
132B0256 | Control Cassette (with Profibus) |  | Accessories for Electrical Drives | 1 | 3232.4 | 0 | 0 | 0 | 0 | 0 | 0 | 0 | 0 | 0 | 1 | 3232.4 | 2464 | 0
132B0262 | LCP Blind cover, IP20/21 |  | Accessories for Electrical Drives | 0 | 0 | 1 | 21.5 | 0 | 0 | 354 | 6481.56 | 0 | 0 | 355 | 355 | 6503.06 | 2460 | 0 | 355
132B0263 | Terminal Cover for MCB, J1, FC 360 |  | Accessories for Electrical Drives | 0 | 0 | 0 | 0 | 0 | 0 | 1 | 210.02 | 0 | 0 | 1 | 1 | 210.02 | 2460 | 0 | 1
132B0266 | Terminal Cover for MCB, J3, FC 360 |  | Accessories for Electrical Drives | 0 | 0 | 0 | 0 | 0 | 0 | 1 | 51.25 | 0 | 0 | 1 | 1 | 51.25 | 2460 | 0 | 1
132B0267 | Terminal Cover for MCB, J4, FC 360 |  | Accessories for Electrical Drives | 0 | 0 | 1 | 187.22 | 0 | 0 | 0 | 0 | 0 | 0 | 1 | 1 | 187.22 | 2460 | 0 | 1
132B0274 | Decoupling for FC-360 Control Cassette |  | DD Spare parts | 0 | 0 | 0 | 0 | 0 | 0 | 1 | 71.32 | 0 | 0 | 1 | 1 | 71.32 | 2460 | 0 | 1
132B0275 | Fan 50x15 Ip21 for J1 0.37~1.5kW |  | DD Spare parts | 0 | 0 | 0 | 0 | 1 | 118.68 | 0 | 0 | 0 | 0 | 1 | 1 | 118.68 | 2460 | 0 | 1
132B0276 | Fan 50x20 Ip21 for J1 2.2kW |  | DD Spare parts | 6 | 5073.18 | 0 | 0 | 0 | 0 | 0 | 0 | 0 | 0 | 0 | 6 | 5073.18 | 2460 | 5
132B0277 | Fan 60x20 Ip21 for frame size J2 |  | DD Spare parts | 20 | 5432.21 | 0 | 0 | 0 | 0 | 0 | 0 | 0 | 0 | 0 | 20 | 5432.21 | 2460 | 5
132B0279 | Fan 92x38 Ip21 for frame size J4 |  | DD Spare parts | 1 | 3033.94 | 0 | 0 | 0 | 0 | 0 | 0 | 0 | 0 | 0 | 1 | 3033.94 | 2460 | 8
132B0280 | Fan 120x38 Ip21 for frame size J5 |  | DD Spare parts | 2 | 5049.11 | 0 | 0 | 0 | 0 | 0 | 0 | 0 | 0 | 0 | 2 | 5049.11 | 2460 | 0
132B0281 | Adaptor, Graphical LCP |  | Accessories for Electrical Drives | 0 | 0 | 0 | 0 | 0 | 0 | 1 | 378.92 | 0 | 0 | 1 | 1 | 378.92 | 2464 | 124
132B0281 | Adaptor, Graphical LCP |  | Accessories for Electrical Drives | 244 | 91925.34 | 88 | 40743.14 | 0 | 0 | 0 | 0 | 0 | 0 | 88 | 332 | 132668.48 | 2460 | 124
132B0282 | VLT® Encoder Input MCB 102, FC 360 |  | Accessories for Electrical Drives | 0 | 0 | 0 | 0 | 0 | 0 | 0 | 0 | 8 | 23149.9 | 8 | 8 | 23149.9 | 2460 | 0 | 8
132B0285 | Decoupling Plate mounting kit, J7 |  | DD Spare parts | 0 | 0 | 0 | 0 | 0 | 0 | 1 | 723.29 | 0 | 0 | 1 | 1 | 723.29 | 2460 | 0 | 1
132B0287 | Power Control Card, 30kW |  | DD Spare parts | 0 | 0 | 0 | 0 | 1 | 3964.45 | 0 | 0 | 0 | 0 | 1 | 1 | 3964.45 | 2464 | 0 | 1
132B0288 | Power Control Card, 37kW |  | DD Spare parts | 2 | 6780.88 | 0 | 0 | 0 | 0 | 0 | 0 | 0 | 0 | 0 | 2 | 6780.88 | 2460 | 2
132B0289 | Power Card, 30kW |  | DD Spare parts | 0 | 0 | 0 | 0 | 1 | 5859.66 | 0 | 0 | 0 | 0 | 1 | 1 | 5859.66 | 2464 | 0 | 1
132B0290 | Power Card, 37kW |  | DD Spare parts | 0 | 0 | 0 | 0 | 1 | 12345.6 | 0 | 0 | 0 | 0 | 1 | 1 | 12345.6 | 2464 | 0 | 1
132B0290 | Power Card, 37kW |  | DD Spare parts | 1 | 9379.39 | 0 | 0 | 0 | 0 | 0 | 0 | 0 | 0 | 0 | 1 | 9379.39 | 2460 | 0
132B0291 | Power Card, 45kW |  | DD Spare parts | 3 | 35100.74 | 0 | 0 | 0 | 0 | 0 | 0 | 0 | 0 | 0 | 3 | 35100.74 | 2460 | 3
132B0293 | Rectifier Module, 30-37kW |  | DD Spare parts | 0 | 0 | 0 | 0 | 3 | 5077.33 | 0 | 0 | 0 | 0 | 3 | 3 | 5077.33 | 2464 | 0 | 3
132B0293 | Rectifier Module, 30-37kW |  | DD Spare parts | 2 | 3320.33 | 1 | 1889.6 | 0 | 0 | 0 | 0 | 0 | 0 | 1 | 3 | 5209.93 | 2460 | 0 | 1
132B0295 | Fan 92x38 Ip21 for frame size, J6 |  | DD Spare parts | 0 | 0 | 0 | 0 | 1 | 731.25 | 0 | 0 | 0 | 0 | 1 | 1 | 731.25 | 2464 | 0 | 1
132B0299 | DC bus terminal, J6 |  | DD Spare parts | 0 | 0 | 1 | 128.91 | 1 | 119.14 | 0 | 0 | 1 | 149.35 | 3 | 3 | 397.4 | 2460 | 0 | 3
132B0300 | Power Control Card Supply Cable, J6 |  | DD Spare parts | 1 | 33.06 | 0 | 0 | 0 | 0 | 0 | 0 | 0 | 0 | 0 | 1 | 33.06 | 2460 | 0
132B0305 | Power Control Card, 55kW |  | DD Spare parts | 0 | 0 | 0 | 0 | 1 | 2155.95 | 0 | 0 | 0 | 0 | 1 | 1 | 2155.95 | 2464 | 0 | 1
132B0305 | Power Control Card, 55kW |  | DD Spare parts | 1 | 2220.85 | 0 | 0 | 0 | 0 | 0 | 0 | 0 | 0 | 0 | 1 | 2220.85 | 2460 | 0
132B0306 | Power Control Card, 75kW |  | DD Spare parts | 1 | 2204.47 | 0 | 0 | 0 | 0 | 0 | 0 | 0 | 0 | 0 | 1 | 2204.47 | 2460 | 0
132B0307 | Power Card, J7 |  | DD Spare parts | 0 | 0 | 0 | 0 | 1 | 8904.99 | 0 | 0 | 0 | 0 | 1 | 1 | 8904.99 | 2464 | 2
132B0307 | Power Card, J7 |  | DD Spare parts | 2 | 15854.47 | 0 | 0 | 0 | 0 | 0 | 0 | 0 | 0 | 0 | 2 | 15854.47 | 2460 | 2
132B0309 | Rectifier Module, J7 |  | DD Spare parts | 0 | 0 | 0 | 0 | 1 | 3615.32 | 0 | 0 | 0 | 0 | 1 | 1 | 3615.32 | 2464 | 1
132B0310 | IGBT Module with gate drive cable, J7 |  | DD Spare parts | 0 | 0 | 0 | 0 | 1 | 6723.89 | 0 | 0 | 0 | 0 | 1 | 1 | 6723.89 | 2464 | 0 | 1
132B0310 | IGBT Module with gate drive cable, J7 |  | DD Spare parts | 0 | 0 | 1 | 5364.33 | 0 | 0 | 0 | 0 | 0 | 0 | 1 | 1 | 5364.33 | 2460 | 0 | 1
132B0311 | DC Capacitor, 55kW |  | DD Spare parts | 0 | 0 | 0 | 0 | 2 | 3140.16 | 0 | 0 | 0 | 0 | 2 | 2 | 3140.16 | 2460 | 0 | 2
132B0313 | Fan 120x38 Ip21 for frame size, J7 |  | DD Spare parts | 0 | 0 | 0 | 0 | 1 | 651.38 | 0 | 0 | 0 | 0 | 1 | 1 | 651.38 | 2464 | 0 | 1
132B0315 | Mains, Motor terminal, 55kW |  | DD Spare parts | 0 | 0 | 0 | 0 | 0 | 0 | 0 | 0 | 3 | 786.87 | 3 | 3 | 786.87 | 2460 | 0 | 3
132B0316 | DC bus terminal, 55kW |  | DD Spare parts | 0 | 0 | 0 | 0 | 10 | 1481.67 | 0 | 0 | 0 | 0 | 10 | 10 | 1481.67 | 2460 | 0 | 10
132B0347 | VLT® Cassette control - Profibus |  | DD Spare parts | 1 | 3287.63 | 0 | 0 | 0 | 0 | 0 | 0 | 0 | 0 | 0 | 1 | 3287.63 | 2460 | 0
132B0354 | Terminal Cover frame size K1 |  | DD Spare parts | 0 | 0 | 0 | 0 | 0 | 0 | 2 | 96.9 | 0 | 0 | 2 | 2 | 96.9 | 2460 | 0 | 2
132B0364 | Adapter Plate, VLT2800 size B |  | Accessories for Electrical Drives | 0 | 0 | 0 | 0 | 1 | 1897.46 | 0 | 0 | 0 | 0 | 1 | 1 | 1897.46 | 2460 | 0 | 1
132B0466 | VLT® Memory Module MCM 103 |  | Accessories for Electrical Drives | 10 | 14867.2 | 0 | 0 | 0 | 0 | 0 | 0 | 0 | 0 | 0 | 10 | 14867.2 | 2460 | 0
132B5703 | wire-connector/3 5,00 angle female |  | DD Spare parts | 0 | 0 | 0 | 0 | 0 | 0 | 0 | 0 | 15 | 0 | 15 | 15 | 0 | 2460 | 0 | 15
132F0001 | FC-051PK18S2E20H3XXCXXXSXXX |  | VLT Micro Drive FC 51 | 2 | 3497.79 | 0 | 0 | 0 | 0 | 0 | 0 | 0 | 0 | 0 | 2 | 3497.79 | 2460 | 0
132F0002 | FC-051PK37S2E20H3XXCXXXSXXX |  | VLT Micro Drive FC 51 | 570 | 1236062.33 | 479 | 852211.09 | 0 | 0 | 0 | 0 | 0 | 0 | 479 | 1049 | 2088273.42 | 2460 | 95 | 384
132F0003 | FC-051PK75S2E20H3XXCXXXSXXX |  | VLT Micro Drive FC 51 | 129 | 306293.28 | 0 | 0 | 0 | 0 | 0 | 0 | 0 | 0 | 0 | 129 | 306293.28 | 2460 | 85
132F0005 | FC-051P1K5S2E20H3BXCXXXSXXX |  | VLT Micro Drive FC 51 | 36 | 116520.74 | 0 | 0 | 0 | 0 | 0 | 0 | 0 | 0 | 0 | 36 | 116520.74 | 2460 | 21
132F0007 | FC-051P2K2S2E20H3BXCXXXSXXX |  | VLT Micro Drive FC 51 | 7 | 27799.63 | 0 | 0 | 0 | 0 | 0 | 0 | 0 | 0 | 0 | 7 | 27799.63 | 2460 | 27
132F0008 | FC-051PK25T2E20H3XXCXXXSXXX |  | VLT Micro Drive FC 51 | 0 | 0 | 0 | 0 | 0 | 0 | 0 | 0 | 3 | 7515.76 | 3 | 3 | 7515.76 | 2460 | 0 | 3
132F0009 | FC-051PK37T2E20H3XXCXXXSXXX |  | VLT Micro Drive FC 51 | 0 | 0 | 0 | 0 | 0 | 0 | 0 | 0 | 6 | 12629.1 | 6 | 6 | 12629.1 | 2460 | 0 | 6
132F0010 | FC-051PK75T2E20H3XXCXXXSXXX |  | VLT Micro Drive FC 51 | 0 | 0 | 3 | 8912.93 | 0 | 0 | 0 | 0 | 0 | 0 | 3 | 3 | 8912.93 | 2460 | 0 | 3
132F0012 | FC-051P1K5T2E20H3BXCXXXSXXX |  | VLT Micro Drive FC 51 | 0 | 0 | 0 | 0 | 0 | 0 | 3 | 10610.41 | 0 | 0 | 3 | 3 | 10610.41 | 2460 | 0 | 3
132F0016 | FC-051P3K7T2E20H3BXCXXXSXXX |  | VLT Micro Drive FC 51 | 6 | 34951.19 | 0 | 0 | 0 | 0 | 0 | 0 | 0 | 0 | 0 | 6 | 34951.19 | 2460 | 0
132F0017 | FC-051PK37T4E20H3XXCXXXSXXX |  | VLT Micro Drive FC 51 | 720 | 2210848.26 | 0 | 0 | 0 | 0 | 0 | 0 | 0 | 0 | 0 | 720 | 2210848.26 | 2460 | 404
132F0018 | FC-051PK75T4E20H3XXCXXXSXXX |  | VLT Micro Drive FC 51 | 1084 | 3811800.41 | 0 | 0 | 0 | 0 | 0 | 0 | 0 | 0 | 0 | 1084 | 3811800.41 | 2460 | 1109
132F0020 | FC-051P1K5T4E20H3BXCXXXSXXX |  | VLT Micro Drive FC 51 | 292 | 1348922.03 | 0 | 0 | 0 | 0 | 0 | 0 | 0 | 0 | 0 | 292 | 1348922.03 | 2460 | 675
132F0022 | FC-051P2K2T4E20H3BXCXXXSXXX |  | VLT Micro Drive FC 51 | 161 | 906469.07 | 0 | 0 | 0 | 0 | 0 | 0 | 0 | 0 | 0 | 161 | 906469.07 | 2460 | 400
132F0024 | FC-051P3K0T4E20H3BXCXXXSXXX |  | VLT Micro Drive FC 51 | 172 | 1157396.9 | 0 | 0 | 0 | 0 | 0 | 0 | 0 | 0 | 0 | 172 | 1157396.9 | 2460 | 40
132F0026 | FC-051P4K0T4E20H3BXCXXXSXXX |  | VLT Micro Drive FC 51 | 329 | 2386468.44 | 0 | 0 | 0 | 0 | 0 | 0 | 0 | 0 | 0 | 329 | 2386468.44 | 2460 | 394
132F0028 | FC-051P5K5T4E20H3BXCXXXSXXX |  | VLT Micro Drive FC 51 | 164 | 1406926.22 | 0 | 0 | 0 | 0 | 0 | 0 | 0 | 0 | 0 | 164 | 1406926.22 | 2460 | 132
132F0030 | FC-051P7K5T4E20H3BXCXXXSXXX |  | VLT Micro Drive FC 51 | 135 | 1226933.68 | 0 | 0 | 0 | 0 | 0 | 0 | 0 | 0 | 0 | 135 | 1226933.68 | 2460 | 118
132F0058 | FC-051P11KT4E20H3BXCXXXSXXX |  | VLT Micro Drive FC 51 | 1 | 14494.58 | 0 | 0 | 0 | 0 | 0 | 0 | 0 | 0 | 0 | 1 | 14494.58 | 2460 | 361
132F0059 | FC-051P15KT4E20H3BXCXXXSXXX |  | VLT Micro Drive FC 51 | 107 | 1768675.01 | 0 | 0 | 0 | 0 | 0 | 0 | 0 | 0 | 0 | 107 | 1768675.01 | 2460 | 162
132F0060 | FC-051P18KT4E20H3BXCXXXSXXX |  | VLT Micro Drive FC 51 | 49 | 979659.9 | 0 | 0 | 0 | 0 | 0 | 0 | 0 | 0 | 0 | 49 | 979659.9 | 2460 | 30
132F0061 | FC-051P22KT4E20H3BXCXXXSXXX |  | VLT Micro Drive FC 51 | 45 | 1060126.1 | 0 | 0 | 0 | 0 | 0 | 0 | 0 | 0 | 0 | 45 | 1060126.1 | 2460 | 38
134B0177 | Mains terminals for units without RFI |  | DD Spare parts | 19 | 19234.88 | 0 | 0 | 0 | 0 | 0 | 0 | 0 | 0 | 0 | 19 | 19234.88 | 2460 | 0
134B0340 | Adapter plate Kit (incl. plugs) MH 1 |  | Accessories for Electrical Drives | 0 | 0 | 0 | 0 | 0 | 0 | 0 | 0 | 2 | 1710.18 | 2 | 2 | 1710.18 | 2460 | 0 | 2
134B0389 | Motor adp plate FCM 106 MH2 frame 80-100 |  | DD Spare parts | 0 | 0 | 0 | 0 | 0 | 0 | 0 | 0 | 1 | 937.25 | 1 | 1 | 937.25 | 2460 | 0 | 1
134B0390 | Adapter plate Kit (incl. plugs) MH 2 |  | Accessories for Electrical Drives | 0 | 0 | 0 | 0 | 0 | 0 | 0 | 0 | 1 | 735.41 | 1 | 1 | 735.41 | 2460 | 0 | 1
134B0557 | Mounting Kit with Cable 3 mt for LCP31 |  | Accessories for Electrical Drives | 0 | 0 | 0 | 0 | 0 | 0 | 0 | 0 | 4 | 3812.31 | 4 | 4 | 3812.31 | 2460 | 0 | 4
134B0564 | LCP 102 mounting kit, FCP/FCM106 |  | Accessories for Electrical Drives | 0 | 0 | 0 | 0 | 0 | 0 | 1 | 902.84 | 0 | 0 | 1 | 1 | 902.84 | 2460 | 0 | 1
134B1620 | b4 44 pole cable jumper |  | DD Spare parts | 6 | 1445.23 | 0 | 0 | 0 | 0 | 0 | 0 | 0 | 0 | 0 | 6 | 1445.23 | 2460 | 6
134B1621 | Assembled motor terminals for frame B4 |  | DD Spare parts | 3 | 674.37 | 0 | 0 | 0 | 0 | 0 | 0 | 0 | 0 | 0 | 3 | 674.37 | 2460 | 1
134B1724 | Control Card w/o safe stop for FC-103 |  | DD Spare parts | 1 | 4302.06 | 0 | 0 | 0 | 0 | 0 | 0 | 0 | 0 | 0 | 1 | 4302.06 | 2460 | 1
134B1726 | Control Card with safe stop for FC-302 |  | DD Spare parts | 1 | 3264.63 | 0 | 0 | 0 | 0 | 0 | 0 | 0 | 0 | 0 | 1 | 3264.63 | 2460 | 1
134B1730 | Control Card w/o safe stop for FC-102 |  | DD Spare parts | 4 | 14408.56 | 0 | 0 | 0 | 0 | 0 | 0 | 0 | 0 | 0 | 4 | 14408.56 | 2460 | 4
134B1732 | Control Card w/o safe stop for FC-202 |  | DD Spare parts | 3 | 9744.91 | 0 | 0 | 0 | 0 | 0 | 0 | 0 | 0 | 0 | 3 | 9744.91 | 2460 | 1
134B1770 | R-SPL Power Card 75kW 500V |  | DD Spare parts | 0 | 0 | 0 | 0 | 0 | 0 | 0 | 0 | 1 | 5203.11 | 1 | 1 | 5203.11 | 2460 | 0 | 1
134B1876 | DC capacitor/3700uf 450v +/-20% |  | DD Spare parts | 2 | 3055.95 | 0 | 0 | 0 | 0 | 0 | 0 | 0 | 0 | 0 | 2 | 3055.95 | 2460 | 4
134B1975 | Decoupling Plate for filedbus Cables |  | DD Spare parts | 10 | 1413.32 | 0 | 0 | 0 | 0 | 0 | 0 | 0 | 0 | 0 | 10 | 1413.32 | 2460 | 0
134B1992 | Control Terminals w/ screw connections |  | Accessories for Electrical Drives | 0 | 0 | 0 | 0 | 1 | 112.73 | 0 | 0 | 0 | 0 | 1 | 1 | 112.73 | 2460 | 0 | 1
134B5473 | Temperature sensor with 410 mm wire |  | DD Spare parts | 0 | 0 | 1 | 139.28 | 0 | 0 | 0 | 0 | 0 | 0 | 1 | 1 | 139.28 | 2460 | 0 | 1
134F0292 | FC-302N90KT5E20H2XGCXXXSXXXXAXBXCXXXXDX |  | VLT AutomationDrive FC 302 | 1 | 141982.21 | 0 | 0 | 0 | 0 | 0 | 0 | 0 | 0 | 0 | 1 | 141982.21 | 2460 | 0
134F0296 | FC-302N90KT5E20H2XGCXXXSXXXXAXBKCXXXXDX |  | VLT AutomationDrive FC 302 | 1 | 144296.5 | 0 | 0 | 0 | 0 | 0 | 0 | 0 | 0 | 0 | 1 | 144296.5 | 2460 | 1
134F0300 | FC-302N110T5E20H2XGCXXXSXXXXAXBXCXXXXDX |  | VLT AutomationDrive FC 302 | 5 | 768199.31 | 0 | 0 | 0 | 0 | 0 | 0 | 0 | 0 | 0 | 5 | 768199.31 | 2460 | 1
134F0310 | FC-302N132T5E20H2XGCXXXSXXXXAXBXCXXXXDX |  | VLT AutomationDrive FC 302 | 2 | 333361.96 | 0 | 0 | 0 | 0 | 0 | 0 | 0 | 0 | 0 | 2 | 333361.96 | 2460 | 1
134F0313 | FC-302N160T5E20H2XGCXXXSXXXXAXBXCXXXXDX |  | VLT AutomationDrive FC 302 | 1 | 207597.52 | 0 | 0 | 0 | 0 | 0 | 0 | 0 | 0 | 0 | 1 | 207597.52 | 2460 | 1
134F0370 | FC-202N160T4E20H2XGCXXXSXXXXAXBKCXXXXDX |  | VLT AQUA Drive FC 202 | 0 | 0 | 0 | 0 | 0 | 0 | 11 | 1921989.6 | 0 | 0 | 11 | 11 | 1921989.6 | 2460 | 2 | 9
134F0380 | FC-102N110T4E54H2XGCXXXSXXXXAXBXCXXXXDX |  | VLT HVAC Drive FC 102 | 0 | 0 | 2 | 224450.27 | 0 | 0 | 0 | 0 | 0 | 0 | 2 | 2 | 224450.27 | 2460 | 2
134F2815 | FC-302P45KT6E21HXXGCXXXSXXXXAXBXCXXXXDX |  | VLT AutomationDrive FC 302 | 0 | 0 | 0 | 0 | 1 | 87604.91 | 0 | 0 | 0 | 0 | 1 | 1 | 87604.91 | 2460 | 0 | 1
134F2877 | FC-301P4K0T4Z66H2XGXXXXSXXXXAXBXCXXXXDX |  | VLT AutomationDrive FC 301 | 0 | 0 | 0 | 0 | 0 | 0 | 1 | 14410.2 | 0 | 0 | 1 | 1 | 14410.2 | 2460 | 0 | 1
134F2971 | FC-360HK55T4E20H2BXCDXXSXXXXAXBX |  | VLT® AutomationDrive FC 360 | 13 | 92894.5 | 0 | 0 | 0 | 0 | 0 | 0 | 0 | 0 | 0 | 13 | 92894.5 | 2460 | 2
134F2972 | FC-360HK75T4E20H2BXCDXXSXXXXAXBX |  | VLT® AutomationDrive FC 360 | 114 | 854985.68 | 0 | 0 | 0 | 0 | 0 | 0 | 0 | 0 | 0 | 114 | 854985.68 | 2460 | 104
134F2973 | FC-360H1K1T4E20H2BXCDXXSXXXXAXBX |  | VLT® AutomationDrive FC 360 | 22 | 191021.88 | 0 | 0 | 0 | 0 | 0 | 0 | 0 | 0 | 0 | 22 | 191021.88 | 2460 | 33
134F2974 | FC-360H1K5T4E20H2BXCDXXSXXXXAXBX |  | VLT® AutomationDrive FC 360 | 101 | 975480.2 | 0 | 0 | 0 | 0 | 0 | 0 | 0 | 0 | 0 | 101 | 975480.2 | 2460 | 205
134F2975 | FC-360H2K2T4E20H2BXCDXXSXXXXAXBX |  | VLT® AutomationDrive FC 360 | 129 | 1440649.65 | 0 | 0 | 0 | 0 | 0 | 0 | 0 | 0 | 0 | 129 | 1440649.65 | 2460 | 161
134F2976 | FC-360H3K0T4E20H2BXCDXXSXXXXAXBX |  | VLT® AutomationDrive FC 360 | 21 | 259121.31 | 0 | 0 | 0 | 0 | 0 | 0 | 0 | 0 | 0 | 21 | 259121.31 | 2460 | 31
134F2977 | FC-360H4K0T4E20H2BXCDXXSXXXXAXBX |  | VLT® AutomationDrive FC 360 | 52 | 699275.82 | 0 | 0 | 0 | 0 | 0 | 0 | 0 | 0 | 0 | 52 | 699275.82 | 2460 | 126
134F2978 | FC-360H5K5T4E20H2BXCDXXSXXXXAXBX |  | VLT® AutomationDrive FC 360 | 88 | 1490132.22 | 143 | 1977264.47 | 0 | 0 | 0 | 0 | 0 | 0 | 143 | 231 | 3467396.69 | 2460 | 45 | 98
134F2979 | FC-360H7K5T4E20H2BXCDXXSXXXXAXBX |  | VLT® AutomationDrive FC 360 | 59 | 973567.68 | 0 | 0 | 0 | 0 | 0 | 0 | 0 | 0 | 0 | 59 | 973567.68 | 2460 | 60
134F2980 | FC-360H11KT4E20H2BXCDXXSXXXXAXBX |  | VLT® AutomationDrive FC 360 | 1 | 22099.39 | 0 | 0 | 0 | 0 | 0 | 0 | 0 | 0 | 0 | 1 | 22099.39 | 2460 | 48
134F2981 | FC-360H15KT4E20H2BXCDXXSXXXXAXBX |  | VLT® AutomationDrive FC 360 | 2 | 72070.61 | 0 | 0 | 0 | 0 | 0 | 0 | 0 | 0 | 0 | 2 | 72070.61 | 2460 | 22
134F2982 | FC-360H18KT4E20H2BXCDXXSXXXXAXBX |  | VLT® AutomationDrive FC 360 | 29 | 1064930.3 | 0 | 0 | 0 | 0 | 0 | 0 | 0 | 0 | 0 | 29 | 1064930.3 | 2460 | 3
134F2983 | FC-360H22KT4E20H2BXCDXXSXXXXAXBX |  | VLT® AutomationDrive FC 360 | 15 | 626550.14 | 0 | 0 | 0 | 0 | 0 | 0 | 0 | 0 | 0 | 15 | 626550.14 | 2460 | 3
134F2984 | FC-360H30KT4E20H2XXCDXXSXXXXAXBX |  | VLT® AutomationDrive FC 360 | 10 | 462998.84 | 0 | 0 | 0 | 0 | 0 | 0 | 0 | 0 | 0 | 10 | 462998.84 | 2460 | 8
134F2985 | FC-360H37KT4E20H2XXCDXXSXXXXAXBX |  | VLT® AutomationDrive FC 360 | 11 | 621052.39 | 0 | 0 | 0 | 0 | 0 | 0 | 0 | 0 | 0 | 11 | 621052.39 | 2460 | 3
134F2986 | FC-360H45KT4E20H2XXCDXXSXXXXAXBX |  | VLT® AutomationDrive FC 360 | 4 | 300863.6 | 1 | 6535.15 | 0 | 0 | 0 | 0 | 0 | 0 | 1 | 5 | 307398.75 | 2460 | 1
134F2987 | FC-360H55KT4E20H2XXCDXXSXXXXAXBX |  | VLT® AutomationDrive FC 360 | 7 | 514412.89 | 0 | 0 | 0 | 0 | 0 | 0 | 0 | 0 | 0 | 7 | 514412.89 | 2460 | 2
134F2988 | FC-360H75KT4E20H2XXCDXXSXXXXAXBX |  | VLT® AutomationDrive FC 360 | 50 | 5002122.05 | 20 | 1449296.33 | 0 | 0 | 0 | 0 | 0 | 0 | 20 | 70 | 6451418.38 | 2460 | 13 | 7
134F2989 | FC-360HK37T4E20H2BXCDXXSXXXXA0BX |  | VLT® AutomationDrive FC 360 | 0 | 0 | 0 | 0 | 1 | 7807.5 | 7 | 52805.34 | 0 | 0 | 8 | 8 | 60612.84 | 2460 | 0 | 8
134F2990 | FC-360HK55T4E20H2BXCDXXSXXXXA0BX |  | VLT® AutomationDrive FC 360 | 0 | 0 | 0 | 0 | 0 | 0 | 4 | 31823.53 | 0 | 0 | 4 | 4 | 31823.53 | 2460 | 0 | 4
134F2991 | FC-360HK75T4E20H2BXCDXXSXXXXA0BX |  | VLT® AutomationDrive FC 360 | 3 | 30464.78 | 0 | 0 | 0 | 0 | 0 | 0 | 0 | 0 | 0 | 3 | 30464.78 | 2460 | 0
134F2992 | FC-360H1K1T4E20H2BXCDXXSXXXXA0BX |  | VLT® AutomationDrive FC 360 | 1 | 10746.75 | 6 | 66693.51 | 2 | 16002.71 | 0 | 0 | 0 | 0 | 8 | 9 | 93442.97 | 2460 | 0 | 8
134F2993 | FC-360H1K5T4E20H2BXCDXXSXXXXA0BX |  | VLT® AutomationDrive FC 360 | 12 | 143891.69 | 3 | 34232.53 | 0 | 0 | 0 | 0 | 0 | 0 | 3 | 15 | 178124.22 | 2460 | 0 | 3
134F2994 | FC-360H2K2T4E20H2BXCDXXSXXXXA0BX |  | VLT® AutomationDrive FC 360 | 24 | 321514.18 | 0 | 0 | 0 | 0 | 0 | 0 | 0 | 0 | 0 | 24 | 321514.18 | 2460 | 0
134F2995 | FC-360H3K0T4E20H2BXCDXXSXXXXA0BX |  | VLT® AutomationDrive FC 360 | 0 | 0 | 1 | 15590.34 | 0 | 0 | 1 | 10376.57 | 0 | 0 | 2 | 2 | 25966.91 | 2460 | 0 | 2
134F2996 | FC-360H4K0T4E20H2BXCDXXSXXXXA0BX |  | VLT® AutomationDrive FC 360 | 12 | 190741 | 5 | 75092.52 | 0 | 0 | 0 | 0 | 0 | 0 | 5 | 17 | 265833.52 | 2460 | 4 | 1
134F2997 | FC-360H5K5T4E20H2BXCDXXSXXXXA0BX |  | VLT® AutomationDrive FC 360 | 6 | 112343.25 | 3 | 53388.32 | 0 | 0 | 0 | 0 | 0 | 0 | 3 | 9 | 165731.57 | 2460 | 4
134F2998 | FC-360H7K5T4E20H2BXCDXXSXXXXA0BX |  | VLT® AutomationDrive FC 360 | 7 | 142311.23 | 0 | 0 | 0 | 0 | 0 | 0 | 0 | 0 | 0 | 7 | 142311.23 | 2460 | 0
134F2999 | FC-360H11KT4E20H2BXCDXXSXXXXA0BX |  | VLT® AutomationDrive FC 360 | 14 | 389065.22 | 0 | 0 | 0 | 0 | 0 | 0 | 0 | 0 | 0 | 14 | 389065.22 | 2460 | 3
134F3000 | FC-360H15KT4E20H2BXCDXXSXXXXA0BX |  | VLT® AutomationDrive FC 360 | 4 | 134014.32 | 0 | 0 | 0 | 0 | 0 | 0 | 0 | 0 | 0 | 4 | 134014.32 | 2460 | 0
134F3001 | FC-360H18KT4E20H2BXCDXXSXXXXA0BX |  | VLT® AutomationDrive FC 360 | 1 | 33295.65 | 0 | 0 | 0 | 0 | 0 | 0 | 0 | 0 | 0 | 1 | 33295.65 | 2460 | 0
134F3002 | FC-360H22KT4E20H2BXCDXXSXXXXA0BX |  | VLT® AutomationDrive FC 360 | 0 | 0 | 4 | 179284.11 | 0 | 0 | 0 | 0 | 0 | 0 | 4 | 4 | 179284.11 | 2460 | 0 | 4
134F3003 | FC-360H30KT4E20H2XXCDXXSXXXXA0BX |  | VLT® AutomationDrive FC 360 | 1 | 52840.06 | 0 | 0 | 0 | 0 | 0 | 0 | 0 | 0 | 0 | 1 | 52840.06 | 2460 | 6
134F3004 | FC-360H37KT4E20H2XXCDXXSXXXXA0BX |  | VLT® AutomationDrive FC 360 | 0 | 0 | 0 | 0 | 0 | 0 | 9 | 491121.9 | 0 | 0 | 9 | 9 | 491121.9 | 2460 | 0 | 9
134F3005 | FC-360H45KT4E20H2XXCDXXSXXXXA0BX |  | VLT® AutomationDrive FC 360 | 1 | 65329.81 | 0 | 0 | 0 | 0 | 2 | 130659.62 | 0 | 0 | 2 | 3 | 195989.43 | 2460 | 1 | 1
134F3006 | FC-360H55KT4E20H2XXCDXXSXXXXA0BX |  | VLT® AutomationDrive FC 360 | 0 | 0 | 0 | 0 | 0 | 0 | 8 | 591721.13 | 0 | 0 | 8 | 8 | 591721.13 | 2460 | 0 | 8
134F3007 | FC-360H75KT4E20H2XXCDXXSXXXXA0BX |  | VLT® AutomationDrive FC 360 | 1 | 100114.77 | 1 | 80482.41 | 0 | 0 | 0 | 0 | 0 | 0 | 1 | 2 | 180597.18 | 2460 | 0 | 1
134F3009 | FC-360HK55T4E20H2BXCDXXSXXXXALBX |  | VLT® AutomationDrive FC 360 | 2 | 22427.31 | 0 | 0 | 0 | 0 | 0 | 0 | 0 | 0 | 0 | 2 | 22427.31 | 2460 | 0
134F3010 | FC-360HK75T4E20H2BXCDXXSXXXXALBX |  | VLT® AutomationDrive FC 360 | 2 | 23370.95 | 0 | 0 | 0 | 0 | 0 | 0 | 0 | 0 | 0 | 2 | 23370.95 | 2460 | 2
134F3011 | FC-360H1K1T4E20H2BXCDXXSXXXXALBX |  | VLT® AutomationDrive FC 360 | 11 | 140466 | 0 | 0 | 0 | 0 | 0 | 0 | 0 | 0 | 0 | 11 | 140466 | 2460 | 0
134F3012 | FC-360H1K5T4E20H2BXCDXXSXXXXALBX |  | VLT® AutomationDrive FC 360 | 2 | 26430.97 | 0 | 0 | 0 | 0 | 0 | 0 | 0 | 0 | 0 | 2 | 26430.97 | 2460 | 6
134F3013 | FC-360H2K2T4E20H2BXCDXXSXXXXALBX |  | VLT® AutomationDrive FC 360 | 18 | 285027.83 | 0 | 0 | 0 | 0 | 0 | 0 | 0 | 0 | 0 | 18 | 285027.83 | 2460 | 1
134F3015 | FC-360H4K0T4E20H2BXCDXXSXXXXALBX |  | VLT® AutomationDrive FC 360 | 1 | 18081.93 | 0 | 0 | 0 | 0 | 0 | 0 | 0 | 0 | 0 | 1 | 18081.93 | 2460 | 0
134F3022 | FC-360H30KT4E20H2XXCDXXSXXXXALBX |  | VLT® AutomationDrive FC 360 | 0 | 0 | 10 | 497261.4 | 0 | 0 | 0 | 0 | 0 | 0 | 10 | 10 | 497261.4 | 2460 | 0 | 10
134F3023 | FC-360H37KT4E20H2XXCDXXSXXXXALBX |  | VLT® AutomationDrive FC 360 | 0 | 0 | 0 | 0 | 0 | 0 | 2 | 112738.04 | 0 | 0 | 2 | 2 | 112738.04 | 2460 | 1 | 1
134F3024 | FC-360H45KT4E20H2XXCDXXSXXXXALBX |  | VLT® AutomationDrive FC 360 | 0 | 0 | 0 | 0 | 0 | 0 | 5 | 332142.5 | 0 | 0 | 5 | 5 | 332142.5 | 2460 | 0 | 5
134F3025 | FC-360H55KT4E20H2XXCDXXSXXXXALBX |  | VLT® AutomationDrive FC 360 | 1 | 89735.54 | 0 | 0 | 0 | 0 | 0 | 0 | 0 | 0 | 0 | 1 | 89735.54 | 2460 | 0
134F3028 | FC-360Q15KT4E20H2BXCDXXSXXXXAXBX |  | VLT® AutomationDrive FC 360 | 28 | 716345.74 | 0 | 0 | 0 | 0 | 0 | 0 | 0 | 0 | 0 | 28 | 716345.74 | 2460 | 39
134F3029 | FC-360Q18KT4E20H2BXCDXXSXXXXAXBX |  | VLT® AutomationDrive FC 360 | 17 | 536096.59 | 0 | 0 | 0 | 0 | 0 | 0 | 0 | 0 | 0 | 17 | 536096.59 | 2460 | 15
134F3030 | FC-360Q22KT4E20H2BXCDXXSXXXXAXBX |  | VLT® AutomationDrive FC 360 | 22 | 782254.78 | 0 | 0 | 0 | 0 | 0 | 0 | 0 | 0 | 0 | 22 | 782254.78 | 2460 | 22
134F3031 | FC-360Q30KT4E20H2XXCDXXSXXXXAXBX |  | VLT® AutomationDrive FC 360 | 37 | 1422734.71 | 0 | 0 | 0 | 0 | 0 | 0 | 0 | 0 | 0 | 37 | 1422734.71 | 2460 | 23
134F3032 | FC-360Q37KT4E20H2XXCDXXSXXXXAXBX |  | VLT® AutomationDrive FC 360 | 9 | 426539.06 | 0 | 0 | 0 | 0 | 0 | 0 | 0 | 0 | 0 | 9 | 426539.06 | 2460 | 37
134F3033 | FC-360Q45KT4E20H2XXCDXXSXXXXAXBX |  | VLT AutomationDrive FC 302 | 15 | 831884.7 | 0 | 0 | 0 | 0 | 0 | 0 | 0 | 0 | 0 | 15 | 831884.7 | 2460 | 12
134F3034 | FC-360Q55KT4E20H2XXCDXXSXXXXAXBX |  | VLT® AutomationDrive FC 360 | 16 | 1083345.39 | 0 | 0 | 0 | 0 | 0 | 0 | 0 | 0 | 0 | 16 | 1083345.39 | 2460 | 28
134F3035 | FC-360Q75KT4E20H2XXCDXXSXXXXAXBX |  | VLT® AutomationDrive FC 360 | 10 | 805028.21 | 0 | 0 | 0 | 0 | 0 | 0 | 0 | 0 | 0 | 10 | 805028.21 | 2460 | 11
134F3687 | FC-302N200T5E20H2XGCXXXSXXXXAXBKCXXXXDX |  | VLT AutomationDrive FC 302 | 0 | 0 | 0 | 0 | 1 | 194620.15 | 0 | 0 | 0 | 0 | 1 | 1 | 194620.15 | 2464 | 0 | 1
134F4140 | FC-302N90KT5E20H2BGCXXXSXXXXAXBXCXXXXDX |  | VLT AutomationDrive FC 302 | 2 | 243809.46 | 0 | 0 | 0 | 0 | 0 | 0 | 0 | 0 | 0 | 2 | 243809.46 | 2460 | 2
134F4162 | FC-302N250T5E20H2XGCXXXSXXXXAXBXCXXXXDX |  | VLT AutomationDrive FC 302 | 2 | 618872.86 | 0 | 0 | 0 | 0 | 0 | 0 | 0 | 0 | 0 | 2 | 618872.86 | 2460 | 4
134F4247 | FC-102N132T4E54H2XGCXXXSXXXXAXBXCXXXXDX |  | VLT HVAC Drive FC 102 | 0 | 0 | 1 | 140614.26 | 0 | 0 | 0 | 0 | 0 | 0 | 1 | 1 | 140614.26 | 2460 | 0 | 1
134F4252 | FC-102N160T4E54H2XGCXXXSXXXXAXBXCXXXXDX |  | VLT HVAC Drive FC 102 | 0 | 0 | 2 | 335147.21 | 0 | 0 | 0 | 0 | 0 | 0 | 2 | 2 | 335147.21 | 2460 | 2
134F4254 | FC-102N200T4E54H2XGCXXXSXXXXAXBXCXXXXDX |  | VLT HVAC Drive FC 102 | 4 | 801768.01 | 2 | 396136.34 | 0 | 0 | 0 | 0 | 0 | 0 | 2 | 6 | 1197904.35 | 2460 | 6
134F4263 | FC-102N250T4E54H2XGCXXXSXXXXAXBXCXXXXDX |  | VLT HVAC Drive FC 102 | 3 | 741524.25 | 0 | 0 | 0 | 0 | 0 | 0 | 0 | 0 | 0 | 3 | 741524.25 | 2460 | 3
134F5174 | FC-202N132T4E20H2XGCXXXSXXXXAXBKCXXXXDX |  | VLT AQUA Drive FC 202 | 0 | 0 | 0 | 0 | 0 | 0 | 2 | 323817 | 0 | 0 | 2 | 2 | 323817 | 2460 | 0 | 2
134F5347 | FC-302P5K5T5E20H2XGCXXXS032XAXBXCXXXXDX |  | VLT AutomationDrive FC 302 | 2 | 19934.04 | 2 | 19934.04 | 0 | 0 | 0 | 0 | 0 | 0 | 2 | 4 | 39868.08 | 2460 | 1 | 1
134F5348 | FC-302P15KT5E21H2BGCDXXS032XAXBXCXXXXDX |  | VLT AutomationDrive FC 302 | 0 | 0 | 0 | 0 | 11 | 531774.29 | 0 | 0 | 0 | 0 | 11 | 11 | 531774.29 | 2460 | 0 | 11
134F5349 | FC-302P30KT5E21H2BGCDXXS032XAXBXCXXXXDX |  | VLT AutomationDrive FC 302 | 0 | 0 | 10 | 476661.68 | 0 | 0 | 0 | 0 | 0 | 0 | 10 | 10 | 476661.68 | 2460 | 0 | 10
134F5350 | FC-302P37KT5E21H2BGCDXXS032XAXBXCXXXXDX |  | VLT AutomationDrive FC 302 | 10 | 489148 | 18 | 888773.04 | 0 | 0 | 0 | 0 | 0 | 0 | 18 | 28 | 1377921.04 | 2460 | 13 | 5
134F5351 | FC-302P45KT5E21H2BGCDXXS032XAXBXCXXXXDX |  | VLT AutomationDrive FC 302 | 19 | 1023290.57 | 0 | 0 | 0 | 0 | 0 | 0 | 0 | 0 | 0 | 19 | 1023290.57 | 2460 | 22
134F5352 | FC-302P55KT5E21H2BGCDXXS032XAXBXCXXXXDX |  | VLT AutomationDrive FC 302 | 1 | 85035.4 | 50 | 3295106.65 | 0 | 0 | 0 | 0 | 0 | 0 | 50 | 51 | 3380142.05 | 2460 | 14 | 36
134F6411 | FC-302N110T5E20H2XGCXXXSXXXXA0BXCXXXXDX |  | VLT AutomationDrive FC 302 | 1 | 156350.5 | 1 | 156350.5 | 0 | 0 | 0 | 0 | 0 | 0 | 1 | 2 | 312701 | 2460 | 2
134F6533 | AAF006A190T4E21HXXGC3XXSXXXXAXBXCFXXXDX |  | Accessories for Electrical Drives | 0 | 0 | 0 | 0 | 0 | 0 | 0 | 0 | 2 | 670526.16 | 2 | 2 | 670526.16 | 2460 | 0 | 2
134F6562 | FC-302N110T5E20H2XGCXXXSXXXXAXBKCXXXXDX |  | VLT AutomationDrive FC 302 | 5 | 680787.18 | 0 | 0 | 0 | 0 | 0 | 0 | 0 | 0 | 0 | 5 | 680787.18 | 2460 | 4
134F7517 | FC-302P11KT5E20H2XGCXXXSXXXXALBXCXXXXD0 |  | VLT AutomationDrive FC 302 | 4 | 92981.12 | 0 | 0 | 0 | 0 | 0 | 0 | 0 | 0 | 0 | 4 | 92981.12 | 2460 | 0
134F8054 | FC-103P37KT4E20H2XGXXXXSXXXXAXBXCXXXXDX |  | FC-103 Series | 0 | 0 | 0 | 0 | 1 | 30303.78 | 0 | 0 | 0 | 0 | 1 | 1 | 30303.78 | 2460 | 0 | 1
134F8132 | FC-302P75KT5E21H2XGCDXXSXXXXALBXCXXXXDX |  | VLT AutomationDrive FC 302 | 1 | 129728.19 | 0 | 0 | 0 | 0 | 0 | 0 | 0 | 0 | 0 | 1 | 129728.19 | 2460 | 0
134F8189 | FC-103P15KT4E20H2XGXXXXSXXXXAXBXCXXXXDX |  | FC-103 Series | 0 | 0 | 0 | 0 | 1 | 17983.78 | 0 | 0 | 0 | 0 | 1 | 1 | 17983.78 | 2460 | 0 | 1
134F8682 | FCD302P3K0T4W66H1X3XMFCXXXXXA0BXXXXXXDX |  | FCD302 | 0 | 0 | 0 | 0 | 0 | 0 | 0 | 0 | 1 | 24264.28 | 1 | 1 | 24264.28 | 2460 | 0 | 1
134F8685 | FC-103P15KT4E20H2XGCXXXSXXXXAXBXCXXXXDX |  | FC-103 Series | 0 | 0 | 0 | 0 | 0 | 0 | 2 | 50206.88 | 0 | 0 | 2 | 2 | 50206.88 | 2460 | 0 | 2
134F8868 | FC-202N110T4E20H2XGCXXXSXXXXA0BKCXXXXDX |  | VLT AQUA Drive FC 202 | 0 | 0 | 0 | 0 | 1 | 149943.79 | 0 | 0 | 0 | 0 | 1 | 1 | 149943.79 | 2460 | 0 | 1
134F8931 | FC-302PK37T5E20H2XGXXXXSXXXXALBXCXXXXD0 |  | VLT AutomationDrive FC 302 | 1 | 11861.07 | 0 | 0 | 0 | 0 | 0 | 0 | 0 | 0 | 0 | 1 | 11861.07 | 2460 | 0
134F9050 | FC-103P75KT4E55H2XGXXXXSXXXXAXBXCXXXXDX |  | FC-103 Series | 0 | 0 | 0 | 0 | 5 | 409315.4 | 0 | 0 | 0 | 0 | 5 | 5 | 409315.4 | 2460 | 4 | 1
134G1171 | FC-102P15KT4E20H2XGXXXXSXXXXANBXCXXXXDX |  | VLT HVAC Drive FC 102 | 0 | 0 | 0 | 0 | 1 | 22069.33 | 0 | 0 | 0 | 0 | 1 | 1 | 22069.33 | 2460 | 0 | 1
134G1274 | FC-302N160T5E20H2XGCXXXSXXXXAXBKCXXXXDX |  | VLT AutomationDrive FC 302 | 0 | 0 | 0 | 0 | 3 | 493276.06 | 0 | 0 | 0 | 0 | 3 | 3 | 493276.06 | 2464 | 1 | 2
134G1274 | FC-302N160T5E20H2XGCXXXSXXXXAXBKCXXXXDX |  | VLT AutomationDrive FC 302 | 1 | 209900.7 | 0 | 0 | 0 | 0 | 0 | 0 | 0 | 0 | 0 | 1 | 209900.7 | 2460 | 1
134G1276 | OGDSK205K921401L09RXTB1P2S9010H1BXXXXXXX |  | OGD | 0 | 0 | 0 | 0 | 1 | 49405.27 | 0 | 0 | 0 | 0 | 1 | 1 | 49405.27 | 2460 | 0 | 1
134G1964 | FC-202N250T4E20H2XGCXXXSXXXXAXBKCXXXXDX |  | VLT AQUA Drive FC 202 | 0 | 0 | 0 | 0 | 0 | 0 | 3 | 743630.85 | 0 | 0 | 3 | 3 | 743630.85 | 2460 | 1 | 2
134G2794 | FC-102P90KT4E66H2XNXXXXSXXXXAXBXCXXXXDX |  | VLT HVAC Drive FC 102 | 1 | 115277.36 | 0 | 0 | 0 | 0 | 0 | 0 | 0 | 0 | 0 | 1 | 115277.36 | 2460 | 1
134G2828 | FC-102P30KT4E20H2XGXXXXSXXXXANBXCXXXXDX |  | VLT HVAC Drive FC 102 | 0 | 0 | 0 | 0 | 0 | 0 | 12 | 429081.11 | 0 | 0 | 12 | 12 | 429081.11 | 2460 | 0 | 12
134G2840 | FCP106P1K1T4C66H1FSXXAXX |  | FCP106 | 0 | 0 | 0 | 0 | 0 | 0 | 0 | 0 | 1 | 10023.6 | 1 | 1 | 10023.6 | 2460 | 0 | 1
134G2842 | FCP106P2K2T4C66H1FSXXAXX |  | FCP106 | 0 | 0 | 0 | 0 | 0 | 0 | 0 | 0 | 1 | 13596.54 | 1 | 1 | 13596.54 | 2460 | 0 | 1
134G2844 | FCP106P4K0T4C66H1FSXXAXX |  | FCP106 | 0 | 0 | 0 | 0 | 0 | 0 | 0 | 0 | 1 | 16073.75 | 1 | 1 | 16073.75 | 2460 | 0 | 1
134G2845 | FCP106P5K5T4C66H1FSXXAXX |  | FCP106 | 0 | 0 | 0 | 0 | 0 | 0 | 0 | 0 | 1 | 18569.43 | 1 | 1 | 18569.43 | 2460 | 0 | 1
134G2846 | FCP106P7K5T4C66H1FSXXAXX |  | FCP106 | 0 | 0 | 0 | 0 | 0 | 0 | 0 | 0 | 1 | 20791.6 | 1 | 1 | 20791.6 | 2460 | 0 | 1
134G3880 | FC-302P37KT6E21HXXGCXXXSXXXXAXBXCXXXXDX |  | VLT AutomationDrive FC 302 | 0 | 0 | 0 | 0 | 1 | 73388.07 | 0 | 0 | 0 | 0 | 1 | 1 | 73388.07 | 2460 | 0 | 1
134G5112 | FC-103P30KT4E20H2XGCXXXSXXXXAXBXCXXXXDX |  | FC-103 Series | 0 | 0 | 0 | 0 | 1 | 36939.45 | 0 | 0 | 0 | 0 | 1 | 1 | 36939.45 | 2460 | 0 | 1
134G6675 | FC-302N132T5E54H2XGC3XXSXXXXAXBXCXXXXDX |  | VLT AutomationDrive FC 302 | 0 | 0 | 0 | 0 | 1 | 172500.34 | 0 | 0 | 0 | 0 | 1 | 1 | 172500.34 | 2460 | 0 | 1
134G7210 | FC-302N132T5E20H2XGCXXXSXXXXA0BKCXXXXDX |  | VLT AutomationDrive FC 302 | 2 | 343389.54 | 0 | 0 | 0 | 0 | 0 | 0 | 0 | 0 | 0 | 2 | 343389.54 | 2460 | 2
134G8938 | FC-102P11KT4E55H2XGX1XXSXXXXANB0CXXXXDX |  | VLT HVAC Drive FC 102 | 0 | 0 | 0 | 0 | 1 | 29853.22 | 0 | 0 | 0 | 0 | 1 | 1 | 29853.22 | 2460 | 0 | 1
134G9639 | FC-302N90KT5E20H2BGCXXXSXXXXAXBKCXXXXDX |  | VLT AutomationDrive FC 302 | 1 | 123739.28 | 0 | 0 | 0 | 0 | 0 | 0 | 0 | 0 | 0 | 1 | 123739.28 | 2460 | 1
134H0940 | FCD302P1K5T4W66H1XXXXXXXXXXXA0BXXXXXXDX |  | FCD302 | 7 | 90002.42 | 0 | 0 | 0 | 0 | 0 | 0 | 0 | 0 | 0 | 7 | 90002.42 | 2460 | 36
134H1342 | FC-103N132T4E20H2XGCXXXSXXXXAXBXCXXXXDX |  | FC-103 Series | 0 | 0 | 0 | 0 | 0 | 0 | 2 | 562031.16 | 0 | 0 | 2 | 2 | 562031.16 | 2460 | 0 | 2
134H2197 | FC-302P2K2T5E20H2XGXXXXSXXXXALBXCXXXXD0 |  | VLT AutomationDrive FC 302 | 1 | 17101.23 | 0 | 0 | 0 | 0 | 0 | 0 | 0 | 0 | 0 | 1 | 17101.23 | 2460 | 0
134H2335 | FC-302P1K1T5E20H2XGXXXXSXXXXALBXCXXXXD0 |  | VLT AutomationDrive FC 302 | 1 | 13677.91 | 0 | 0 | 0 | 0 | 0 | 0 | 0 | 0 | 0 | 1 | 13677.91 | 2460 | 0
134H2340 | FC-302P15KT5E20H2XGXXXXSXXXXALBXCXXXXD0 |  | VLT AutomationDrive FC 302 | 1 | 39541.19 | 0 | 0 | 0 | 0 | 0 | 0 | 0 | 0 | 0 | 1 | 39541.19 | 2460 | 0
134H2342 | FC-302P22KT5E20H2XGXXXXSXXXXALBXCXXXXD0 |  | VLT AutomationDrive FC 302 | 1 | 53255.04 | 0 | 0 | 0 | 0 | 0 | 0 | 0 | 0 | 0 | 1 | 53255.04 | 2460 | 0
134H2707 | FC-202P4K0T4E20H2XGXXXXSXXXXANBXCXXXXD0 |  | VLT AQUA Drive FC 202 | 0 | 0 | 0 | 0 | 1 | 14130 | 0 | 0 | 0 | 0 | 1 | 1 | 14130 | 2460 | 0 | 1
134H5278 | VLT2807PS2B20SBR4DBF00A00C1 |  | Static frequency converters | 0 | 0 | 0 | 0 | 0 | 0 | 0 | 0 | 1 | 4012.14 | 1 | 1 | 4012.14 | 2460 | 0 | 1
134H5542 | FCD302PK55T4W66H1S1XMXCXXXEXANBXXXXXXD0 |  | FCD302 | 0 | 0 | 0 | 0 | 0 | 0 | 0 | 0 | 1 | 16405.02 | 1 | 1 | 16405.02 | 2460 | 0 | 1
134H6114 | FC-302P2K2T5E20H5XGCXXXSXXXXAXB2CXXXXDX |  | VLT AutomationDrive FC 302 | 9 | 147707.69 | 0 | 0 | 0 | 0 | 0 | 0 | 0 | 0 | 0 | 9 | 147707.69 | 2460 | 6
134H6120 | FC-302P22KT5E20H5XGCXXXSXXXXAXB2CXXXXDX |  | VLT AutomationDrive FC 302 | 9 | 486745.38 | 0 | 0 | 0 | 0 | 0 | 0 | 0 | 0 | 0 | 9 | 486745.38 | 2460 | 6
134H8917 | FCD302P3K0T4W66H1XYXXXXXXXXXA0BXXXXXXDX |  | FCD302 | 0 | 0 | 0 | 0 | 3 | 47187.41 | 3 | 47187.41 | 0 | 0 | 6 | 6 | 94374.82 | 2460 | 0 | 6
134H8918 | FCD302P1K5T4W66H1XXXXXXXXXXXALBXXXXXXDX |  | FCD302 | 0 | 0 | 2 | 33582.75 | 0 | 0 | 0 | 0 | 0 | 0 | 2 | 2 | 33582.75 | 2460 | 0 | 2
134H9478 | FC-301P2K2T4E20H2XGCXXXSXXXXALBXCXXXXDX |  | VLT AutomationDrive FC 301 | 1 | 13225.07 | 0 | 0 | 0 | 0 | 0 | 0 | 0 | 0 | 0 | 1 | 13225.07 | 2460 | 1
134L2087 | FC-301P37KT4P21H2XGXDXXSXXXXAXBPCXXXXDX |  | VLT AutomationDrive FC 301 | 0 | 0 | 0 | 0 | 0 | 0 | 0 | 0 | 2 | 128204.26 | 2 | 2 | 128204.26 | 2460 | 0 | 2
134N1320 | FC-302N90KT5E20H2XGCXXXSXXXXALBXCXXXXD0 |  | VLT AutomationDrive FC 302 | 2 | 294100 | 0 | 0 | 0 | 0 | 0 | 0 | 0 | 0 | 0 | 2 | 294100 | 2460 | 2
134N1963 | FCD302P2K2T4W66H1XXXXXXXXXXXALBXXXXXXDX |  | FCD302 | 0 | 0 | 0 | 0 | 1 | 14353.98 | 0 | 0 | 0 | 0 | 1 | 1 | 14353.98 | 2460 | 0 | 1
134N2843 | FC-102P75KT4P55H2TGX1XXSXXXXAXBXCXXXXDX |  | VLT HVAC Drive FC 102 | 6 | 626072.33 | 0 | 0 | 0 | 0 | 0 | 0 | 0 | 0 | 0 | 6 | 626072.33 | 2460 | 14
134N3993 | FC-301P18KT4E55H2BGCXXXSXXXXAXBKCXXXXDX |  | VLT AutomationDrive FC 301 | 0 | 0 | 1 | 43770.16 | 0 | 0 | 0 | 0 | 0 | 0 | 1 | 1 | 43770.16 | 2460 | 0 | 1
134N6372 | FC-302P37KT5E20H2XGXXXXSXXXXALBXCXXXXD0 |  | VLT AutomationDrive FC 302 | 1 | 75208.87 | 0 | 0 | 0 | 0 | 0 | 0 | 0 | 0 | 0 | 1 | 75208.87 | 2460 | 0
134N9156 | FC-302P1K5T5E20H1XXCXXXS060XAXBXCXXXXDX |  | VLT AutomationDrive FC 302 | 0 | 0 | 5 | 40448.47 | 0 | 0 | 0 | 0 | 0 | 0 | 5 | 5 | 40448.47 | 2460 | 0 | 5
134N9164 | FC-302P5K5T5E20H1XXCXXXS060XAXBXCXXXXDX |  | VLT AutomationDrive FC 302 | 0 | 0 | 1 | 9135.39 | 0 | 0 | 0 | 0 | 0 | 0 | 1 | 1 | 9135.39 | 2460 | 0 | 1
134N9361 | MCD50525BT5G4X00CV2 |  | Soft Starters | 0 | 0 | 0 | 0 | 1 | 65034.33 | 1 | 68798.78 | 0 | 0 | 2 | 2 | 133833.11 | 2460 | 0 | 2
134U2586 | FCM106PK75T4C55H1FSXXAXXE2NK75150B03000 |  | FCM106 | 0 | 0 | 0 | 0 | 0 | 0 | 0 | 0 | 1 | 9691.62 | 1 | 1 | 9691.62 | 2460 | 0 | 1
134U2979 | FC-280PK75T4E20H1BXCXXXSXXXXAX |  | FC-280 – VLT® Midi Drive | 0 | 0 | 0 | 0 | 1 | 4706.67 | 0 | 0 | 0 | 0 | 1 | 1 | 4706.67 | 2460 | 0 | 1
134U2984 | FC-280P4K0T4E20H1BXCXXXSXXXXAX |  | FC-280 – VLT® Midi Drive | 1 | 11652.58 | 0 | 0 | 0 | 0 | 0 | 0 | 0 | 0 | 0 | 1 | 11652.58 | 2460 | 0
134U2987 | FC-280P11KT4E20H1BXCXXXSXXXXAX |  | FC-280 – VLT® Midi Drive | 1 | 20146.09 | 0 | 0 | 0 | 0 | 0 | 0 | 0 | 0 | 0 | 1 | 20146.09 | 2460 | 0
134U3008 | FC-280PK75T4E20H2BXCXXXSXXXXAX |  | FC-280 – VLT® Midi Drive | 1 | 5043.66 | 0 | 0 | 0 | 0 | 0 | 0 | 0 | 0 | 0 | 1 | 5043.66 | 2460 | 0
134U3009 | FC-280P1K1T4E20H2BXCXXXSXXXXAX |  | FC-280 – VLT® Midi Drive | 2 | 11789.13 | 0 | 0 | 0 | 0 | 0 | 0 | 0 | 0 | 0 | 2 | 11789.13 | 2460 | 2
134U3012 | FC-280P3K0T4E20H2BXCXXXSXXXXAX |  | FC-280 – VLT® Midi Drive | 1 | 9170.67 | 0 | 0 | 0 | 0 | 0 | 0 | 0 | 0 | 0 | 1 | 9170.67 | 2460 | 1
134U3013 | FC-280P4K0T4E20H2BXCXXXSXXXXAX |  | FC-280 – VLT® Midi Drive | 1 | 10263.42 | 0 | 0 | 0 | 0 | 0 | 0 | 0 | 0 | 0 | 1 | 10263.42 | 2460 | 0
134U3019 | FC-280P22KT4E20H2BXCXXXSXXXXAX |  | FC-280 – VLT® Midi Drive | 0 | 0 | 2 | 74727.01 | 0 | 0 | 0 | 0 | 0 | 0 | 2 | 2 | 74727.01 | 2460 | 0 | 2
134U3078 | FC-302P4K0T5E20H2XGCXXXSXXXXALBXCXXXXD0 |  | VLT AutomationDrive FC 302 | 1 | 14306.55 | 0 | 0 | 0 | 0 | 0 | 0 | 0 | 0 | 0 | 1 | 14306.55 | 2460 | 0
134U5315 | FC-302N315T7E20H2RGC7XXSXXXXAXBXCXXXXDX |  | VLT AutomationDrive FC 302 | 0 | 0 | 0 | 0 | 0 | 0 | 0 | 0 | 1 | 290844.86 | 1 | 1 | 290844.86 | 2460 | 0 | 1
134U6192 | FC-102P75KT4E55H2XGXXXXSXXXXANBXCXXXXDX |  | VLT HVAC Drive FC 102 | 0 | 0 | 0 | 0 | 1 | 80708.07 | 0 | 0 | 0 | 0 | 1 | 1 | 80708.07 | 2460 | 0 | 1
134U7745 | FC-280PK75T4E20H2BXCXXXSXXXXA0 |  | FC-280 – VLT® Midi Drive | 4 | 25251.58 | 0 | 0 | 0 | 0 | 0 | 0 | 0 | 0 | 0 | 4 | 25251.58 | 2460 | 0
134U7748 | FC-280P2K2T4E20H2BXCXXXSXXXXA0 |  | FC-280 – VLT® Midi Drive | 2 | 18276.19 | 0 | 0 | 0 | 0 | 0 | 0 | 0 | 0 | 0 | 2 | 18276.19 | 2460 | 0
134U7752 | FC-280P7K5T4E20H2BXCXXXSXXXXA0 |  | FC-280 – VLT® Midi Drive | 4 | 63068.78 | 0 | 0 | 0 | 0 | 0 | 0 | 0 | 0 | 0 | 4 | 63068.78 | 2460 | 0
134U7768 | FC-280PK37T4E20H2BXCXXXSXXXXAL |  | FC-280 – VLT® Midi Drive | 5 | 29506.77 | 0 | 0 | 0 | 0 | 0 | 0 | 0 | 0 | 0 | 5 | 29506.77 | 2460 | 9
134U7770 | FC-280PK75T4E20H2BXCXXXSXXXXAL |  | FC-280 – VLT® Midi Drive | 1 | 6754.32 | 0 | 0 | 0 | 0 | 0 | 0 | 0 | 0 | 0 | 1 | 6754.32 | 2460 | 3
134U7772 | FC-280P1K5T4E20H2BXCXXXSXXXXAL |  | FC-280 – VLT® Midi Drive | 2 | 17291.25 | 0 | 0 | 0 | 0 | 0 | 0 | 0 | 0 | 0 | 2 | 17291.25 | 2460 | 2
134U7776 | FC-280P4K0T4E20H2BXCXXXSXXXXAL |  | FC-280 – VLT® Midi Drive | 2 | 23334.01 | 0 | 0 | 0 | 0 | 0 | 0 | 0 | 0 | 0 | 2 | 23334.01 | 2460 | 2
134U7777 | FC-280P5K5T4E20H2BXCXXXSXXXXAL |  | FC-280 – VLT® Midi Drive | 1 | 14208.21 | 0 | 0 | 0 | 0 | 0 | 0 | 0 | 0 | 0 | 1 | 14208.21 | 2460 | 2
134U7778 | FC-280P7K5T4E20H2BXCXXXSXXXXAL |  | FC-280 – VLT® Midi Drive | 4 | 64418.09 | 0 | 0 | 0 | 0 | 0 | 0 | 0 | 0 | 0 | 4 | 64418.09 | 2460 | 5
134U7780 | FC-280P15KT4E20H2BXCXXXSXXXXAL |  | FC-280 – VLT® Midi Drive | 3 | 76515.55 | 0 | 0 | 0 | 0 | 0 | 0 | 0 | 0 | 0 | 3 | 76515.55 | 2460 | 5
134U7782 | FC-280P22KT4E20H2BXCXXXSXXXXAL |  | FC-280 – VLT® Midi Drive | 0 | 0 | 2 | 73061.77 | 0 | 0 | 0 | 0 | 0 | 0 | 2 | 2 | 73061.77 | 2460 | 2
134U9175 | OGDSK214K131401L06RXTB1P3S9010H1BXXX1XXX |  | OGD | 0 | 0 | 0 | 0 | 0 | 0 | 0 | 0 | 2 | 186045.48 | 2 | 2 | 186045.48 | 2460 | 0 | 2
134U9810 | FC-301P30KT4E20H2XGXXXXSXXXXALBXCXXXXD0 |  | VLT AutomationDrive FC 301 | 1 | 58518.16 | 0 | 0 | 0 | 0 | 0 | 0 | 0 | 0 | 0 | 1 | 58518.16 | 2460 | 1
134U9811 | FC-301P37KT4E20H2XGXXXXSXXXXALBXCXXXXD0 |  | VLT AutomationDrive FC 301 | 1 | 44459.61 | 0 | 0 | 0 | 0 | 0 | 0 | 0 | 0 | 0 | 1 | 44459.61 | 2460 | 1
134X0615 | OGDSK231K131401L06RXTB1P2S9010H1BXXX1XXK |  | OGD | 0 | 0 | 0 | 0 | 1 | 53380.3 | 0 | 0 | 0 | 0 | 1 | 1 | 53380.3 | 2460 | 0 | 1
134X0711 | FC-280PK75T4E20H2BXCXXXSXXXXAN |  | FC-280 – VLT® Midi Drive | 0 | 0 | 4 | 27132.83 | 0 | 0 | 0 | 0 | 0 | 0 | 4 | 4 | 27132.83 | 2460 | 0 | 4
134X0713 | FC-280P1K5T4E20H2BXCXXXSXXXXAN |  | FC-280 – VLT® Midi Drive | 0 | 0 | 2 | 17313.62 | 0 | 0 | 0 | 0 | 0 | 0 | 2 | 2 | 17313.62 | 2460 | 0 | 2
134X0717 | FC-280P5K5T4E20H2BXCXXXSXXXXAN |  | FC-280 – VLT® Midi Drive | 1 | 14164.43 | 2 | 27149.87 | 0 | 0 | 0 | 0 | 0 | 0 | 2 | 3 | 41314.3 | 2460 | 0 | 2
134X0719 | FC-280P11KT4E20H2BXCXXXSXXXXAN |  | FC-280 – VLT® Midi Drive | 1 | 19531.03 | 1 | 19190.99 | 0 | 0 | 0 | 0 | 0 | 0 | 1 | 2 | 38722.02 | 2460 | 0 | 1
134X1911 | FCP106N4K0T4C66H1FSXXAX0 |  | FCP106 | 0 | 0 | 0 | 0 | 0 | 0 | 1 | 13021.48 | 0 | 0 | 1 | 1 | 13021.48 | 2460 | 0 | 1
134X1995 | FC-301PK37T4E20H2XGXXXXSXXXXANBXCXXXXD0 |  | VLT AutomationDrive FC 301 | 0 | 0 | 0 | 0 | 0 | 0 | 0 | 0 | 3 | 34831.3 | 3 | 3 | 34831.3 | 2460 | 0 | 3
134X2425 | OGDSK205K921401L06RXTB1P2S9010H1BXXX1XXX |  | OGD | 0 | 0 | 0 | 0 | 0 | 0 | 0 | 0 | 3 | 284412.33 | 3 | 3 | 284412.33 | 2460 | 0 | 3
134X2481 | OGDSK214K131401L06RXTB1P3S9010H1B1801XXX |  | OGD | 0 | 0 | 0 | 0 | 1 | 112644.61 | 0 | 0 | 0 | 0 | 1 | 1 | 112644.61 | 2460 | 0 | 1
134X3055 | FC-280P1K1S2E20H1XXCXXXSXXXXAX |  | FC-280 – VLT® Midi Drive | 0 | 0 | 0 | 0 | 0 | 0 | 3 | 11293.18 | 0 | 0 | 3 | 3 | 11293.18 | 2460 | 0 | 3
134X3108 | FC-302P5K5T5E20H2XXCXXXS032XAXBXCXXXXDX |  | VLT AutomationDrive FC 302 | 95 | 837762.25 | 0 | 0 | 0 | 0 | 0 | 0 | 0 | 0 | 0 | 95 | 837762.25 | 2460 | 101
134X4672 | FC-202PK55T4E20H3BXCXXXSXXXXAXBXCXXXXDX |  | VLT AQUA Drive FC 202 | 0 | 0 | 0 | 0 | 0 | 0 | 1 | 6523.24 | 0 | 0 | 1 | 1 | 6523.24 | 2460 | 0 | 1
134X4674 | FC-202PK55T4E20H3TXCXXXSXXXXAXBXCXXXXDX |  | VLT AQUA Drive FC 202 | 0 | 0 | 0 | 0 | 0 | 0 | 2 | 12719.74 | 0 | 0 | 2 | 2 | 12719.74 | 2460 | 0 | 2
134X5755 | FC-301P30KT4P21H2XGXXXXS071XAXBPCXXXXDX |  | VLT AutomationDrive FC 301 | 0 | 0 | 1 | 47069.4 | 0 | 0 | 0 | 0 | 0 | 0 | 1 | 1 | 47069.4 | 2460 | 0 | 1
134X5756 | FC-301P37KT4P21H2XGXXXXS071XAXBPCXXXXDX |  | VLT AutomationDrive FC 301 | 0 | 0 | 0 | 0 | 0 | 0 | 0 | 0 | 2 | 76862.72 | 2 | 2 | 76862.72 | 2460 | 0 | 2
134X5795 | FC-301P75KT4P21H2XGXXXXS071XAXBPCXXXXDX |  | VLT AutomationDrive FC 301 | 0 | 0 | 0 | 0 | 0 | 0 | 2 | 97507.58 | 0 | 0 | 2 | 2 | 97507.58 | 2460 | 0 | 2
134X6062 | FC-301P45KT4P21H2XGXXXXS071XAXBPCXXXXDX |  | VLT AutomationDrive FC 301 | 0 | 0 | 0 | 0 | 0 | 0 | 0 | 0 | 1 | 71336.91 | 1 | 1 | 71336.91 | 2460 | 0 | 1
134X6063 | FC-301P55KT4P21H2XGXXXXS071XAXBPCXXXXDX |  | VLT AutomationDrive FC 301 | 0 | 0 | 0 | 0 | 0 | 0 | 0 | 0 | 3 | 247332.9 | 3 | 3 | 247332.9 | 2460 | 0 | 3
134X8700 | FC-302P30KT6E21HXXGCXXXSXXXXAXBXCXXXXDX |  | VLT AutomationDrive FC 302 | 0 | 0 | 0 | 0 | 1 | 60113.68 | 0 | 0 | 0 | 0 | 1 | 1 | 60113.68 | 2460 | 0 | 1
134X9008 | FC-302P37KT5E21H2BGCDXXSXXXXAXBXC4XXXDX |  | VLT AutomationDrive FC 302 | 0 | 0 | 0 | 0 | 1 | 59110.07 | 0 | 0 | 0 | 0 | 1 | 1 | 59110.07 | 2460 | 0 | 1
134X9386 | 70-AC3L00314W05A221BM25-00057583 | VACON0020-3L-0031-4+EMC2+QPES | Vacon 20 | 0 | 0 | 1 | 0 | 2 | 75015.22 | 0 | 0 | 0 | 0 | 3 | 3 | 75015.22 | 2460 | 0 | 3
134X9586 | 70-AC3L00044W02A121BM25-00057197 | VACON0020-3L-0004-4+EMC2+QPES | Vacon 20 | 0 | 0 | 2 | 12672.07 | 10 | 61885.1 | 0 | 0 | 0 | 0 | 12 | 12 | 74557.17 | 2460 | 0 | 12
134X9588 | DO NOT USE – WRONG CONFIGURATION | VACON0020-3L-0006-4+EMC2+QPES | Vacon 20 | 0 | 0 | 1 | 0 | 0 | 0 | 16 | 97923.57 | 0 | 0 | 17 | 17 | 97923.57 | 2460 | 0 | 17
134X9593 | 70-AC3L00234W04A221BM25-00057320 | VACON0020-3L-0023-4+EMC2+QPES | Vacon 20 | 0 | 0 | 0 | 0 | 1 | 17039.11 | 1 | 17423.08 | 0 | 0 | 2 | 2 | 34462.19 | 2460 | 0 | 2
135N0320 | 7DL-000221-116MUP | NXL00022-C1N0SSS-00 | Vacon NXL - NX micro drive | 0 | 0 | 0 | 0 | 0 | 0 | 1 | 3921.23 | 0 | 0 | 1 | 1 | 3921.23 | 2460 | 0 | 1
135N0453 | MPNXN-0650-6X0T0-SSV-0000000000 | MPNXN06506X0T0SSV0000000000 | Vacon NXA/B/F/N - NX commDCbus prod | 0 | 0 | 1 | 149107.14 | 0 | 0 | 0 | 0 | 0 | 0 | 1 | 1 | 149107.14 | 2460 | 0 | 1
135N0961 | 70-AB3L00465W06B220BM2H-00049234 | VACON0100-3L-0046-5-FLOW | Vacon 100 FLOW | 0 | 0 | 0 | 0 | 1 | 43942.45 | 0 | 0 | 0 | 0 | 1 | 1 | 43942.45 | 2460 | 0 | 1
135N0997 | 70-AC3L00064W02A141BM25-00057150 | VACON0020-3L-0006-4 | Vacon 20 | 0 | 0 | 0 | 0 | 0 | 0 | 2 | 12373.73 | 0 | 0 | 2 | 2 | 12373.73 | 2464 | 0 | 2
135N0997 | 70-AC3L00064W02A141BM25-00057150 | VACON0020-3L-0006-4 | Vacon 20 | 14 | 107165.36 | 0 | 0 | 0 | 0 | 0 | 0 | 0 | 0 | 0 | 14 | 107165.36 | 2460 | 0
135N1023 | 70-AB3L00875W07B220BM26-00049851 | VACON0100-3L-0087-5 | Vacon 100 INDUSTRIAL | 0 | 0 | 0 | 0 | 0 | 0 | 1 | 0 | 1 | 228478.54 | 2 | 2 | 228478.54 | 2460 | 0 | 2
135N1025 | 70-AB3L00315W05B220BM2H-00049467 | VACON0100-3L-0031-5-FLOW | Vacon 100 FLOW | 0 | 0 | 0 | 0 | 1 | 29921.77 | 0 | 0 | 0 | 0 | 1 | 1 | 29921.77 | 2460 | 0 | 1
135N1118 | MPNXP-0100-6A2L0-SSS-A1A2000000 | MPNXP01006A2L0SSSA1A2000000 | Vacon NXP - NX high performance | 0 | 0 | 0 | 0 | 0 | 0 | 2 | 269843.43 | 0 | 0 | 2 | 2 | 269843.43 | 2460 | 0 | 2
135N1161 | 70-AC3L00384W05A221BM25-00057198 | VACON0020-3L-0038-4+EMC2+QPES | Vacon 20 | 0 | 0 | 0 | 0 | 1 | 24326.81 | 0 | 0 | 0 | 0 | 1 | 1 | 24326.81 | 2460 | 0 | 1
135N1199 | FC-103P55KT4E66H2XGC1XXSXXXXAXBXCXXXXDX |  | FC-103 Series | 0 | 0 | 0 | 0 | 0 | 0 | 1 | 85605.46 | 0 | 0 | 1 | 1 | 85605.46 | 2460 | 0 | 1
135N1221 | 70-AC3L00014W01A140BM25-00057148 | VACON0020-3L-0001-4 | Vacon 20 | 0 | 0 | 0 | 0 | 1 | 4247.72 | 14 | 49408.58 | 0 | 0 | 15 | 15 | 53656.3 | 2460 | 0 | 15
135N1222 | 70-AC3L00034W01A140BM25-00057067 | VACON0020-3L-0003-4 | Vacon 20 | 33 | 172247.68 | 28 | 150838.98 | 16 | 75500.52 | 0 | 0 | 0 | 0 | 44 | 77 | 398587.18 | 2460 | 0 | 44
135N1223 | 70-AC3L00044W02A141BM25-00057149 | VACON0020-3L-0004-4 | Vacon 20 | 0 | 0 | 0 | 0 | 0 | 0 | 4 | 15466.72 | 0 | 0 | 4 | 4 | 15466.72 | 2464 | 1 | 3
135N1223 | 70-AC3L00044W02A141BM25-00057149 | VACON0020-3L-0004-4 | Vacon 20 | 3 | 20356.91 | 0 | 0 | 0 | 0 | 0 | 0 | 0 | 0 | 0 | 3 | 20356.91 | 2460 | 1
135N1224 | 70-AC3L00094W03A141BM25-00057152 | VACON0020-3L-0009-4 | Vacon 20 | 0 | 0 | 0 | 0 | 0 | 0 | 1 | 8590.92 | 0 | 0 | 1 | 1 | 8590.92 | 2464 | 0 | 1
135N1224 | 70-AC3L00094W03A141BM25-00057152 | VACON0020-3L-0009-4 | Vacon 20 | 9 | 84599.27 | 0 | 0 | 0 | 0 | 0 | 0 | 0 | 0 | 0 | 9 | 84599.27 | 2460 | 0
135N1304 | 70-AC3L00124W03A141BM25-00056652 | VACON0020-3L-0012-4 | Vacon 20 | 1 | 9124.99 | 0 | 0 | 0 | 0 | 0 | 0 | 0 | 0 | 0 | 1 | 9124.99 | 2464 | 1
135N1304 | 70-AC3L00124W03A141BM25-00056652 | VACON0020-3L-0012-4 | Vacon 20 | 34 | 405491.15 | 0 | 0 | 0 | 0 | 0 | 0 | 0 | 0 | 0 | 34 | 405491.15 | 2460 | 1
135N1317 | 70-AC3L00164W04A241BM25-00057153 | VACON0020-3L-0016-4 | Vacon 20 | 0 | 0 | 0 | 0 | 2 | 23112.6 | 0 | 0 | 0 | 0 | 2 | 2 | 23112.6 | 2464 | 22
135N1317 | 70-AC3L00164W04A241BM25-00057153 | VACON0020-3L-0016-4 | Vacon 20 | 4 | 52036.35 | 0 | 0 | 0 | 0 | 0 | 0 | 0 | 0 | 0 | 4 | 52036.35 | 2460 | 22
135N1971 | MPNXA-0325-6A0T0-2SG-A1A2000000 | MPNXA03256A0T02SGA1A2000000 | Vacon NXA/B/F/N - NX commDCbus prod | 0 | 0 | 0 | 0 | 1 | 261066.67 | 0 | 0 | 0 | 0 | 1 | 1 | 261066.67 | 2460 | 0 | 1
135N2157 | 70-AB3L00315W05B520BM4A-00047983 | VACON0100-3L-0031-5-HVAC+IP54 | Vacon 100 HVAC | 0 | 0 | 0 | 0 | 0 | 0 | 1 | 1 | 0 | 0 | 1 | 1 | 1 | 2460 | 0 | 1
135N2308 | FC-301P4K0T4E20H2XNXXXXSXXXXANBPCXXXXDX |  | VLT AutomationDrive FC 301 | 0 | 0 | 0 | 0 | 1 | 15178.72 | 0 | 0 | 0 | 0 | 1 | 1 | 15178.72 | 2460 | 0 | 1
135N2309 | FC-301PK75T4E20H2XNXXXXSXXXXANBPCXXXXDX |  | VLT AutomationDrive FC 301 | 0 | 0 | 0 | 0 | 2 | 18344.85 | 0 | 0 | 0 | 0 | 2 | 2 | 18344.85 | 2460 | 0 | 2
135N2448 | 70-AB3L00095W04B220BM2H-00048097 | VACON0100-3L-0009-5-FLOW | Vacon 100 FLOW | 0 | 0 | 1 | 19089.44 | 0 | 0 | 0 | 0 | 0 | 0 | 1 | 1 | 19089.44 | 2460 | 0 | 1
135N2458 | DO NOT USE - WRONG CONFIGURATION | VACON0100-3L-0012-5-FLOW+IP54 | Vacon 100 FLOW | 0 | 0 | 0 | 0 | 2 | 40984.05 | 0 | 0 | 0 | 0 | 2 | 2 | 40984.05 | 2460 | 0 | 2
135N2703 | 70-AC3L00234W04A241BM25-00056657 | VACON0020-3L-0023-4 | Vacon 20 | 0 | 0 | 0 | 0 | 0 | 0 | 2 | 31361.7 | 0 | 0 | 2 | 2 | 31361.7 | 2464 | 6
135N2703 | 70-AC3L00234W04A241BM25-00056657 | VACON0020-3L-0023-4 | Vacon 20 | 10 | 172426.68 | 0 | 0 | 0 | 0 | 0 | 0 | 0 | 0 | 0 | 10 | 172426.68 | 2460 | 6
135N2704 | 70-AC3L00384W05A241BM25-00056722 | VACON0020-3L-0038-4 | Vacon 20 | 0 | 0 | 0 | 0 | 0 | 0 | 2 | 41481.16 | 0 | 0 | 2 | 2 | 41481.16 | 2464 | 20
135N2704 | 70-AC3L00384W05A241BM25-00056722 | VACON0020-3L-0038-4 | Vacon 20 | 2 | 44493.71 | 1 | 24626.59 | 0 | 0 | 0 | 0 | 0 | 0 | 1 | 3 | 69120.3 | 2460 | 20
135N2810 | 7DL-000451-116PYE | NXL00045-C1N1SSS-00 | Vacon NXL - NX micro drive | 0 | 0 | 0 | 0 | 0 | 0 | 1 | 7717.06 | 0 | 0 | 1 | 1 | 7717.06 | 2460 | 0 | 1
135N2825 | 70-AC3L00054W02A141BM25-00057075 | VACON0020-3L-0005-4 | Vacon 20 | 0 | 0 | 0 | 0 | 0 | 0 | 1 | 6052.38 | 0 | 0 | 1 | 1 | 6052.38 | 2464 | 0 | 1
135N2825 | 70-AC3L00054W02A141BM25-00057075 | VACON0020-3L-0005-4 | Vacon 20 | 19 | 129278.47 | 0 | 0 | 0 | 0 | 0 | 0 | 0 | 0 | 0 | 19 | 129278.47 | 2460 | 0
135N2959 | 70-AB3L00385W06B220BM2H-00049078 | VACON0100-3L-0038-5-FLOW | Vacon 100 FLOW | 0 | 0 | 0 | 0 | 1 | 35202.09 | 0 | 0 | 0 | 0 | 1 | 1 | 35202.09 | 2460 | 0 | 1
135N2963 | DO NOT USE – WRONG CONFIGURATION | VACON0020-3L-0017-2 | Vacon 20 | 0 | 0 | 0 | 0 | 0 | 0 | 1 | 13158.54 | 0 | 0 | 1 | 1 | 13158.54 | 2460 | 0 | 1
135N3017 | 70-AB3L00465W06B221BM26-00049369 | VACON0100-3L-0046-5 | Vacon 100 INDUSTRIAL | 0 | 0 | 0 | 0 | 1 | 46219.96 | 0 | 0 | 0 | 0 | 1 | 1 | 46219.96 | 2460 | 0 | 1
135N3474 | 70-AB3L00725W07B220BM2H-00050262 | VACON0100-3L-0072-5-FLOW | Vacon 100 FLOW | 0 | 0 | 0 | 0 | 1 | 57366.36 | 0 | 0 | 0 | 0 | 1 | 1 | 57366.36 | 2460 | 0 | 1
135N3695 | SANXS-0168-5A2H0-SSV-A1A2000000 | SANXS01685A2H0SSVA1A2000000 | Vacon NXS - NX basic drive | 3 | 338526.55 | 0 | 0 | 0 | 0 | 0 | 0 | 0 | 0 | 0 | 3 | 338526.55 | 2460 | 0
135N3897 | MPNXP-0072-5A2H0-SSS-A1A2000000 | MPNXP00725A2H0SSSA1A2000000 | Vacon NXP - NX high performance | 0 | 0 | 0 | 0 | 1 | 117305.84 | 0 | 0 | 0 | 0 | 1 | 1 | 117305.84 | 2460 | 0 | 1
135N3964 | 70-AC3L00024W01A140BM25-00056582 | VACON0020-3L-0002-4 | Vacon 20 | 0 | 0 | 0 | 0 | 1 | 6629.53 | 0 | 0 | 23 | 152479.19 | 24 | 24 | 159108.72 | 2460 | 0 | 24
135N3983 | 70-AC3L00314W05A241BM25-00057087 | VACON0020-3L-0031-4 | Vacon 20 | 0 | 0 | 0 | 0 | 0 | 0 | 1 | 16828.9 | 0 | 0 | 1 | 1 | 16828.9 | 2464 | 120
135N3983 | 70-AC3L00314W05A241BM25-00057087 | VACON0020-3L-0031-4 | Vacon 20 | 23 | 472814.45 | 0 | 0 | 0 | 0 | 0 | 0 | 0 | 0 | 0 | 23 | 472814.45 | 2460 | 120
135N4434 | 70-AB3L00165W05B520BM2H-00047889 | VACON0100-3L-0016-5-FLOW+IP54 | Vacon 100 FLOW | 0 | 0 | 4 | 115377.32 | 11 | 274467.1 | 0 | 0 | 0 | 0 | 15 | 15 | 389844.42 | 2460 | 4 | 11
135N4441 | 70-AB3L00235W05B520BM2H-00049544 | VACON0100-3L-0023-5-FLOW+IP54 | Vacon 100 FLOW | 0 | 0 | 0 | 0 | 1 | 32229.44 | 0 | 0 | 0 | 0 | 1 | 1 | 32229.44 | 2460 | 1
135N4494 | 70-AB3L00045W04B520BM2H-00049541 | VACON0100-3L-0004-5-FLOW+IP54 | Vacon 100 FLOW | 0 | 0 | 2 | 29549.21 | 0 | 0 | 0 | 0 | 0 | 0 | 2 | 2 | 29549.21 | 2460 | 8
135N4676 | 7DL-000151-116NCK | NXL00015-C1N0SSS-00+DPAP | Vacon NXL - NX micro drive | 0 | 0 | 0 | 0 | 0 | 0 | 0 | 0 | 1 | 8242.77 | 1 | 1 | 8242.77 | 2460 | 0 | 1
135N4678 | 7DL-000351-116MR1 | NXL00035-C1N1SSS-00+DPAP | Vacon NXL - NX micro drive | 0 | 0 | 0 | 0 | 0 | 0 | 0 | 0 | 4 | 52460.76 | 4 | 4 | 52460.76 | 2460 | 0 | 4
135N4679 | 7DL-000351-116PYP | NXL00035-C1N1SSS-AA+DPAP | Vacon NXL - NX micro drive | 0 | 0 | 0 | 0 | 0 | 0 | 62 | 382933.48 | 0 | 0 | 62 | 62 | 382933.48 | 2460 | 0 | 62
135N4702 | 7DL-000351-116PUH | NXL00035-C1N1SSS-C3+DPAP | Vacon NXL - NX micro drive | 0 | 0 | 0 | 0 | 0 | 0 | 0 | 0 | 1 | 18962.97 | 1 | 1 | 18962.97 | 2460 | 0 | 1
135N4737 | 7DL-000551-116NUR | NXL00055-C1N1SSS-00+DPAP | Vacon NXL - NX micro drive | 0 | 0 | 0 | 0 | 0 | 0 | 0 | 0 | 4 | 58922.16 | 4 | 4 | 58922.16 | 2460 | 0 | 4
135N4743 | 7DL-000752-116PXH | NXL00075-C2H1SSV-00AA+DPAP | Vacon NXL - NX micro drive | 0 | 0 | 0 | 0 | 0 | 0 | 0 | 0 | 6 | 131554.62 | 6 | 6 | 131554.62 | 2460 | 0 | 6
135N4756 | 7DL-003152-116N4C | NXL00315-C2H1SSV-0000+DPAP | Vacon NXL - NX micro drive | 0 | 0 | 0 | 0 | 0 | 0 | 1 | 49569.12 | 0 | 0 | 1 | 1 | 49569.12 | 2460 | 0 | 1
135N4759 | 70-AC1L00072W02A140BM25-00056630 | VACON0020-1L-0007-2 | Vacon 20 | 0 | 0 | 1 | 6474.45 | 1 | 6008.74 | 0 | 0 | 0 | 0 | 2 | 2 | 12483.19 | 2460 | 0 | 2
135N4761 | 70-AC1L00092W03A140BM25-00057138 | VACON0020-1L-0009-2 | Vacon 20 | 0 | 0 | 1 | 7080.47 | 0 | 0 | 0 | 0 | 0 | 0 | 1 | 1 | 7080.47 | 2460 | 0 | 1
135N4771 | 7DL-004655-116MNU | NXL00465-C5H1SSV-0000+DPAP | Vacon NXP - NX high performance | 1 | 53388.76 | 0 | 0 | 0 | 0 | 0 | 0 | 0 | 0 | 0 | 1 | 53388.76 | 2460 | 0
135N4918 | SANXS-0072-5A2H0-SSV-A1A2000000 | SANXS00725A2H0SSVA1A2000000 | Vacon NXS - NX basic drive | 0 | 0 | 0 | 0 | 0 | 0 | 3 | 189182.24 | 0 | 0 | 3 | 3 | 189182.24 | 2460 | 0 | 3
135N4921 | SANXS-0105-5A2H0-SSV-A1A2000000 | SANXS01055A2H0SSVA1A2000000 | Vacon NXS - NX basic drive | 0 | 0 | 1 | 92753.43 | 0 | 0 | 0 | 0 | 0 | 0 | 1 | 1 | 92753.43 | 2460 | 0 | 1
135N4933 | 70-AB3L00875W07B520BM2H-00049548 | VACON0100-3L-0087-5-FLOW+IP54 | Vacon 100 FLOW | 1 | 92707.81 | 0 | 0 | 0 | 0 | 0 | 0 | 0 | 0 | 0 | 1 | 92707.81 | 2460 | 1
135N5112 | 70-AB3L00615W06B520BM2H-00049546 | VACON0100-3L-0061-5-FLOW+IP54 | Vacon 100 FLOW | 0 | 0 | 1 | 60473.02 | 0 | 0 | 0 | 0 | 0 | 0 | 1 | 1 | 60473.02 | 2460 | 1
135N8005 | 7DL-000251-116P39 | NXL00025-C1N0SSS-00+DPAP | Vacon NXL - NX micro drive | 0 | 0 | 0 | 0 | 0 | 0 | 0 | 0 | 2 | 21525.2 | 2 | 2 | 21525.2 | 2460 | 0 | 2
135N8124 | 70-AB3L01402W08B220BM26-00050126 | VACON0100-3L-0140-2 | Vacon 100 INDUSTRIAL | 0 | 0 | 1 | 80125.03 | 0 | 0 | 0 | 0 | 0 | 0 | 1 | 1 | 80125.03 | 2460 | 0 | 1
135N8250 | 7DL-000221-116P3B | NXL00022-C1N0SSS-00+DPAP | Vacon NXL - NX micro drive | 0 | 0 | 0 | 0 | 0 | 0 | 0 | 0 | 4 | 24125.32 | 4 | 4 | 24125.32 | 2460 | 0 | 4
135N8264 | SANXS-0003-5A2H1-SSV-A1A2000000 | SANXS00035A2H1SSVA1A2000000 | Vacon NXS - NX basic drive | 0 | 0 | 0 | 0 | 0 | 0 | 3 | 98162.51 | 0 | 0 | 3 | 3 | 98162.51 | 2460 | 0 | 3
135N8390 | 70-AB3L00315W05B520BM4A-00048526 | VACON0100-3L-0031-5-HVAC+SBF4+IP54 | Vacon 100 HVAC | 0 | 0 | 0 | 0 | 1 | 35528.03 | 0 | 0 | 0 | 0 | 1 | 1 | 35528.03 | 2460 | 0 | 1
135N8391 | MPNXP-0261-6A0N0-SSB-A1A2000000 | MPNXP02616A0N0SSBA1A2000000 | Vacon NXP - NX high performance | 0 | 0 | 0 | 0 | 0 | 0 | 1 | 638937.2 | 0 | 0 | 1 | 1 | 638937.2 | 2460 | 0 | 1
135N8758 | 7DL-000621-GJ8TLB | NXL00062-C1N1SSS-00+DPAP | Vacon NXL - NX micro drive | 0 | 0 | 0 | 0 | 0 | 0 | 0 | 0 | 1 | 6795.54 | 1 | 1 | 6795.54 | 2460 | 0 | 1
135N9010 | 70-AB3L00035W04B520BM4A-00104484 | VACON0100-3L-0003-5-HVAC+SDB4+IP54 | Vacon 100 HVAC | 0 | 0 | 0 | 0 | 0 | 0 | 0 | 0 | 1 | 18418.79 | 1 | 1 | 18418.79 | 2460 | 0 | 1
135N9011 | 70-AB3L00045W04B520BM4A-00104485 | VACON0100-3L-0004-5-HVAC+SDB4+IP54 | Vacon 100 HVAC | 0 | 0 | 0 | 0 | 0 | 0 | 0 | 0 | 1 | 19481.41 | 1 | 1 | 19481.41 | 2460 | 0 | 1
135N9047 | MPNXP-0061-5A2H1-SSV-A1A3B20000 | MPNXP00615A2H1SSVA1A3B20000 | Vacon NXP - NX high performance | 0 | 0 | 0 | 0 | 1 | 82504.18 | 0 | 0 | 0 | 0 | 1 | 1 | 82504.18 | 2460 | 0 | 1
135N9054 | MPNXP-0005-5A2H1-SSV-A1A2B4B400 | MPNXP00055A2H1SSVA1A2B4B400 | Vacon NXP - NX high performance | 0 | 0 | 1 | 29965.15 | 0 | 0 | 0 | 0 | 0 | 0 | 1 | 1 | 29965.15 | 2460 | 0 | 1
135N9638 | 70-AB3L00034W04B520BM1A-00043033 | VACON0100-3L-0003-4-HVAC+IP54 | Vacon 100 HVAC | 0 | 0 | 0 | 0 | 0 | 0 | 0 | 0 | 8 | 117053.84 | 8 | 8 | 117053.84 | 2460 | 0 | 8
135N9880 | FC-302N400T5E54H2XGC7XXSXXXXAXBXCXXXXDX |  | VLT AutomationDrive FC 302 | 0 | 0 | 1 | 525823.88 | 0 | 0 | 0 | 0 | 0 | 0 | 1 | 1 | 525823.88 | 2460 | 0 | 1
135U0092 | FC-301P2K2T4E20H2XNXXXXSXXXXANBPCXXXXDX |  | VLT AutomationDrive FC 301 | 0 | 0 | 0 | 0 | 1 | 15081.87 | 0 | 0 | 0 | 0 | 1 | 1 | 15081.87 | 2460 | 0 | 1
135U0218 | MPNXP-0034-6A2L0-SSS-A1A2000000 | MPNXP00346A2L0SSSA1A2000000 | Vacon NXP - NX high performance | 0 | 0 | 0 | 0 | 0 | 0 | 2 | 177001.6 | 0 | 0 | 2 | 2 | 177001.6 | 2460 | 0 | 2
135U1228 | 70-AB3L00615W06B220BM2H-00105499 | VACON0100-3L-0061-5-FLOW+SRBT+DPAP | Vacon 100 FLOW | 0 | 0 | 0 | 0 | 1 | 47653.19 | 0 | 0 | 0 | 0 | 1 | 1 | 47653.19 | 2460 | 0 | 1
135U1741 | SANXS-0261-5A2H0-SSG-A1A20000C5 | SANXS02615A2H0SSGA1A20000C5 | Vacon NXS - NX basic drive | 0 | 0 | 0 | 0 | 1 | 192133.33 | 0 | 0 | 0 | 0 | 1 | 1 | 192133.33 | 2460 | 0 | 1
135U2030 | 70SCO00406 | VACON0020-3L-0009-4-X+HMTX+QDSS | Vacon 20 X | 0 | 0 | 0 | 0 | 1 | 0 | 1 | 43003.44 | 0 | 0 | 2 | 2 | 43003.44 | 2460 | 0 | 2
135U2720 | SANXS-0005-5A2H1-SSV-A9A2000000 | SANXS00055A2H1SSVA9A2000000 | Vacon NXS - NX basic drive | 0 | 0 | 0 | 0 | 0 | 0 | 1 | 22678.5 | 0 | 0 | 1 | 1 | 22678.5 | 2460 | 0 | 1
135U2724 | SANXS-0168-5A2H1-SSV-A1B50000C3 | SANXS01685A2H1SSVA1B50000C3 | Vacon NXS - NX basic drive | 0 | 0 | 0 | 0 | 0 | 0 | 2 | 243842.68 | 0 | 0 | 2 | 2 | 243842.68 | 2460 | 0 | 2
135U3229 | FC-102N400T4E54H2XGC7XXSXXXXAXBXCXXXXDX |  | VLT HVAC Drive FC 102 | 3 | 1243642.88 | 1 | 388855.51 | 0 | 0 | 0 | 0 | 0 | 0 | 1 | 4 | 1632498.39 | 2460 | 4
135U3589 | FC-202N400T4E20H2XGCXXXSXXXXAXBKCXXXXDX |  | VLT AQUA Drive FC 202 | 0 | 0 | 0 | 0 | 0 | 0 | 2 | 593265.07 | 0 | 0 | 2 | 2 | 593265.07 | 2460 | 0 | 2
135U3673 | 70-AB3L00385W06B521BM26-00105937 | VACON0100-3L-0038-5+SCB1+SDB4+SEE3+IP54 | Vacon 100 INDUSTRIAL | 0 | 0 | 0 | 0 | 0 | 0 | 8 | 272650.73 | 0 | 0 | 8 | 8 | 272650.73 | 2460 | 0 | 8
135U3674 | 70-AB3L00235W05B521BM26-00106379 | VACON0100-3L-0023-5+SCB1+SDB4+SEE3+IP54 | Vacon 100 INDUSTRIAL | 0 | 0 | 0 | 0 | 1 | 32203.39 | 0 | 0 | 0 | 0 | 1 | 1 | 32203.39 | 2460 | 0 | 1
135U5463 | 70SCO01193 | VACON0020-1L-0007-2-X+HMTX+QDSS | Vacon 20 X | 0 | 0 | 0 | 0 | 2 | 29735.18 | 0 | 0 | 0 | 0 | 2 | 2 | 29735.18 | 2460 | 0 | 2
135U6706 | 70-AB3L00725W07B220BM26-00106876 | VACON0100-3L-0072-5+SRBT+HMTX+DPAP | Vacon 100 INDUSTRIAL | 0 | 0 | 0 | 0 | 1 | 65858.74 | 0 | 0 | 0 | 0 | 1 | 1 | 65858.74 | 2460 | 0 | 1
135U8370 | MPNXI-0385-5A0T0-ISG-A1B1B40000 | MPNXI03855A0T0ISGA1B1B40000 | Vacon NXI - NX Inverter | 0 | 0 | 0 | 0 | 1 | 214756.72 | 0 | 0 | 0 | 0 | 1 | 1 | 214756.72 | 2460 | 1
135U8556 | FC-302N355T5E20H2XGCXXXSXXXXA0BKCXXXXDX |  | VLT AutomationDrive FC 302 | 1 | 379450.17 | 0 | 0 | 0 | 0 | 0 | 0 | 0 | 0 | 0 | 1 | 379450.17 | 2460 | 1
135U8712 | FC-103N160T4E54H2XGC7XXSXXXXAXBKCXXXXDX |  | FC-103 Series | 1 | 185229.85 | 0 | 0 | 0 | 0 | 0 | 0 | 0 | 0 | 0 | 1 | 185229.85 | 2460 | 1
135U8739 | FC-301P15KT2E20H2XGXXXXSXXXXAXBKCXXXXDX |  | VLT AutomationDrive FC 301 | 0 | 0 | 0 | 0 | 1 | 27285.71 | 0 | 0 | 0 | 0 | 1 | 1 | 27285.71 | 2460 | 0 | 1
135X0002 | FC-202N630T4E00P2XGC7XXSXXXXAXBKCXXXXDX |  | FC-202 Parallel Drive | 0 | 0 | 0 | 0 | 0 | 0 | 1 | 546772.85 | 0 | 0 | 1 | 1 | 546772.85 | 2460 | 0 | 1
135X0038 | FC-202N450T4E20H2XGCXXXSXXXXAXBXCXRXXDX |  | VLT AQUA Drive FC 202 | 0 | 0 | 0 | 0 | 0 | 0 | 1 | 363343.84 | 0 | 0 | 1 | 1 | 363343.84 | 2460 | 0 | 1
135X0058 | FC-102P1K1T4E55H2XGXXXXSXXXXAKB0CXXXXDX |  | VLT HVAC Drive FC 102 | 2 | 27575.8 | 0 | 0 | 0 | 0 | 0 | 0 | 0 | 0 | 0 | 2 | 27575.8 | 2460 | 0
135X0125 | FC-102P4K0T4E66H2XGXXXXSXXXXAKBXCXXXXDX |  | VLT HVAC Drive FC 102 | 0 | 0 | 0 | 0 | 1 | 15064.54 | 0 | 0 | 0 | 0 | 1 | 1 | 15064.54 | 2460 | 0 | 1
135X3693 | FC-102N355T4E20H2XGCXXXSXXXXANBXCXXXXDX |  | VLT HVAC Drive FC 102 | 1 | 256885.09 | 0 | 0 | 0 | 0 | 4 | 1027540.35 | 0 | 0 | 4 | 5 | 1284425.44 | 2460 | 0 | 4
135X3837 | 70-AB3L00315W05B221BM26-00016966 | VACON0100-3L-0031-5+HMTX | Vacon 100 INDUSTRIAL | 0 | 0 | 0 | 0 | 1 | 29003.02 | 0 | 0 | 0 | 0 | 1 | 1 | 29003.02 | 2460 | 0 | 1
135X4672 | FC-301P45KT4E20H2XGXXXXSXXXXALBXCXXXXD0 |  | VLT AutomationDrive FC 301 | 1 | 83215.35 | 0 | 0 | 0 | 0 | 0 | 0 | 0 | 0 | 0 | 1 | 83215.35 | 2460 | 1
135X4673 | FC-301P55KT4E20H2XGXXXXSXXXXALBXCXXXXD0 |  | VLT AutomationDrive FC 301 | 2 | 114209.47 | 0 | 0 | 0 | 0 | 0 | 0 | 0 | 0 | 0 | 2 | 114209.47 | 2460 | 2
135X4674 | FC-301P75KT4E20H2XGXXXXSXXXXALBXCXXXXD0 |  | VLT AutomationDrive FC 301 | 3 | 176167.65 | 0 | 0 | 0 | 0 | 0 | 0 | 0 | 0 | 0 | 3 | 176167.65 | 2460 | 3
135X5070 | 70-AB3L00125W04B221BM26-00014158 | VACON0100-3L-0012-5+HMTX | Vacon 100 INDUSTRIAL | 0 | 0 | 0 | 0 | 1 | 15775.75 | 0 | 0 | 0 | 0 | 1 | 1 | 15775.75 | 2460 | 0 | 1
135X5374 | FC-302P4K0T5E20H2XXCXXXS067XAYBRCXXXXDX |  | VLT AutomationDrive FC 302 | 0 | 0 | 0 | 0 | 14 | 250506.33 | 0 | 0 | 0 | 0 | 14 | 14 | 250506.33 | 2460 | 0 | 14
135X5374 | FC-302P4K0T5E20H2XXCXXXS067XAYBRCXXXXDX |  | VLT AutomationDrive FC 302 | 1 | 17893.31 | 0 | 0 | 0 | 0 | 0 | 0 | 0 | 0 | 0 | 1 | 17893.31 | 2464 | 0
135X5375 | FC-302P30KT5E20H2XXCDXXS067XAYBRCXXXXDX |  | VLT AutomationDrive FC 302 | 7 | 469080.64 | 7 | 461201.77 | 0 | 0 | 0 | 0 | 0 | 0 | 7 | 14 | 930282.41 | 2460 | 0 | 7
135X5376 | FC-302P37KT5E20H2XXCDXXS067XAYBRCXXXXDX |  | VLT AutomationDrive FC 302 | 0 | 0 | 0 | 0 | 5 | 388401.31 | 0 | 0 | 0 | 0 | 5 | 5 | 388401.31 | 2460 | 0 | 5
135X5377 | FC-302P55KT5E20H2XGCDXXSXXXXAYBXCXXXXDX |  | VLT AutomationDrive FC 302 | 0 | 0 | 0 | 0 | 10 | 922065.48 | 0 | 0 | 0 | 0 | 10 | 10 | 922065.48 | 2460 | 0 | 10
135X5377 | FC-302P55KT5E20H2XGCDXXSXXXXAYBXCXXXXDX |  | VLT AutomationDrive FC 302 | 1 | 92206.55 | 0 | 0 | 0 | 0 | 0 | 0 | 0 | 0 | 0 | 1 | 92206.55 | 2464 | 0
135X6247 | MPNXP-0013-6A2L0-SSS-0000000000 | MPNXP00136A2L0SSS0000000000 | Vacon NXP - NX high performance | 0 | 0 | 0 | 0 | 0 | 0 | 1 | 32783.12 | 0 | 0 | 1 | 1 | 32783.12 | 2460 | 1
135X6248 | MPNXP-0034-6A2L0-SSS-0000000000 | MPNXP00346A2L0SSS0000000000 | Vacon NXP - NX high performance | 0 | 0 | 0 | 0 | 0 | 0 | 1 | 65423.46 | 0 | 0 | 1 | 1 | 65423.46 | 2460 | 1
135X6250 | MPNXP-0052-6A2L0-SSS-A100000000 | MPNXP00526A2L0SSSA100000000 | Vacon NXP - NX high performance | 0 | 0 | 0 | 0 | 0 | 0 | 1 | 92511.66 | 0 | 0 | 1 | 1 | 92511.66 | 2460 | 1
135X6878 | 70-AB3L00165W05B221BM26-00081848 | VACON0100-3L-0016-5+HMTX | Vacon 100 INDUSTRIAL | 0 | 0 | 0 | 0 | 1 | 18970.01 | 0 | 0 | 0 | 0 | 1 | 1 | 18970.01 | 2460 | 0 | 1
135X6879 | 70-AB3L00235W05B221BM26-00016965 | VACON0100-3L-0023-5+HMTX | Vacon 100 INDUSTRIAL | 0 | 0 | 0 | 0 | 1 | 23337.68 | 0 | 0 | 0 | 0 | 1 | 1 | 23337.68 | 2460 | 0 | 1
135X6927 | MPNXP-0385-6A0N0-TSA-A1A200D2C3 | MPNXP03856A0N0TSAA1A200D2C3 | Vacon NXP - NX high performance | 0 | 0 | 0 | 0 | 1 | 396159.61 | 0 | 0 | 0 | 0 | 1 | 1 | 396159.61 | 2460 | 0 | 1
135X8962 | 7DS-002252-116S5E | NXS00225-A2H1SSS-A1A2000000 | Vacon NXS - NX basic drive | 1 | 34483.85 | 0 | 0 | 0 | 0 | 0 | 0 | 0 | 0 | 0 | 1 | 34483.85 | 2460 | 0
135X8978 | 7DS-003152-116S7R | NXS00315-A2H1SSV-A1A2000000 | Vacon NXS - NX basic drive | 1 | 40178.14 | 0 | 0 | 0 | 0 | 0 | 0 | 0 | 0 | 0 | 1 | 40178.14 | 2460 | 0
135X9023 | 7DS-006155-116S8M | NXS00615-A5T1SSV-A8A2B4B500 | Vacon NXS - NX basic drive | 0 | 0 | 0 | 0 | 1 | 62646.68 | 0 | 0 | 0 | 0 | 1 | 1 | 62646.68 | 2460 | 0 | 1
135X9108 | 7DS-002252-116RX5 | NXS00225-A2H1SSV-A1A2000000 | Vacon NXS - NX basic drive | 0 | 0 | 2 | 76145.31 | 1 | 31348.05 | 0 | 0 | 0 | 0 | 3 | 3 | 107493.36 | 2460 | 0 | 3
135X9185 | 7DS-006152-116S9K | NXS00615-A2H1SSV-A1A2000000 | Vacon NXS - NX basic drive | 0 | 0 | 6 | 409235.5 | 2 | 96805.41 | 0 | 0 | 0 | 0 | 8 | 8 | 506040.91 | 2460 | 0 | 8
135X9188 | 7DS-000452-116SBL | NXS00045-A2H1SSV-A1A2000000 | Vacon NXS - NX basic drive | 0 | 0 | 0 | 0 | 1 | 18168.62 | 0 | 0 | 0 | 0 | 1 | 1 | 18168.62 | 2460 | 0 | 1
135X9461 | 7DS-000352-116SJG | NXS00035-A2H1SSV-A1A2000000 | Vacon NXS - NX basic drive | 4 | 66987.25 | 0 | 0 | 0 | 0 | 0 | 0 | 0 | 0 | 0 | 4 | 66987.25 | 2460 | 0
135X9498 | 7DS-001652-116SKH | NXS00165-A2H1SSV-A1A2000000 | Vacon NXS - NX basic drive | 2 | 60124.29 | 1 | 28442.03 | 0 | 0 | 0 | 0 | 0 | 0 | 1 | 3 | 88566.32 | 2460 | 0 | 1
135X9499 | 7DS-003852-116SKK | NXS00385-A2H1SSV-A1A2000000 | Vacon NXS - NX basic drive | 2 | 101393.53 | 0 | 0 | 2 | 89742.81 | 0 | 0 | 0 | 0 | 2 | 4 | 191136.34 | 2460 | 1 | 1
135X9500 | 7DS-004552-116SKL | NXS00455-A2H1SSV-A1A2000000 | Vacon NXS - NX basic drive | 0 | 0 | 3 | 179385.41 | 3 | 144675.76 | 0 | 0 | 0 | 0 | 6 | 6 | 324061.17 | 2460 | 0 | 6
135X9502 | 7DS-008752-116SKQ | NXS00875-A2H0SSV-A1A2000000 | Vacon NXS - NX basic drive | 1 | 99929.66 | 1 | 97211.26 | 0 | 0 | 0 | 0 | 0 | 0 | 1 | 2 | 197140.92 | 2460 | 0 | 1
135X9503 | 7DS-010552-116SKS | NXS01055-A2H0SSV-A1A2000000 | Vacon NXS - NX basic drive | 3 | 339332.61 | 4 | 429712.66 | 0 | 0 | 0 | 0 | 0 | 0 | 4 | 7 | 769045.27 | 2460 | 1 | 3
135X9504 | 7DS-014052-116SKT | NXS01405-A2H0SSV-A1A2000000 | Vacon NXS - NX basic drive | 0 | 0 | 5 | 653899.67 | 0 | 0 | 0 | 0 | 0 | 0 | 5 | 5 | 653899.67 | 2460 | 0 | 5
135X9505 | 7DS-016852-116SKX | NXS01685-A2H0SSV-A1A2000000 | Vacon NXS - NX basic drive | 1 | 146429.97 | 0 | 0 | 0 | 0 | 0 | 0 | 0 | 0 | 0 | 1 | 146429.97 | 2460 | 0
136F1970 | 7DP-006152-116T5Y | NXP00615-A2H1SSV-A1A3B20000+BM37 | Vacon NXP - NX high performance | 4 | 227679.82 | 0 | 0 | 0 | 0 | 0 | 0 | 0 | 0 | 0 | 4 | 227679.82 | 2460 | 20
136F1972 | 7DP-001252-116UDE | NXP00125-A2H1SSV-A1A2000000 | Vacon NXP - NX high performance | 3 | 71493.17 | 0 | 0 | 0 | 0 | 0 | 0 | 0 | 0 | 0 | 3 | 71493.17 | 2460 | 3
136F3083 | 7DS-002255-116UZR | NXS00225-A5H1SSV-A1A2000000 | Vacon NXS - NX basic drive | 0 | 0 | 0 | 0 | 1 | 31942.63 | 0 | 0 | 0 | 0 | 1 | 1 | 31942.63 | 2460 | 0 | 1
136F3086 | 70-AC3L00054W02A121BM25-00058358 | VACON0020-3L-0005-4+EMC2+QPES+WT02 | Vacon 20 | 0 | 0 | 0 | 0 | 1 | 6876.13 | 1 | 6753.8 | 0 | 0 | 2 | 2 | 13629.93 | 2460 | 0 | 2
136F3096 | OGDSK205K921401L06RXTB1P3S9010H1B180XXXX |  | OGD | 0 | 0 | 1 | 63048.06 | 0 | 0 | 0 | 0 | 0 | 0 | 1 | 1 | 63048.06 | 2460 | 0 | 1
136F3855 | 7DI-010552-116W89 | NXI01055-A2T0CSV-A1A2000000 | Vacon NXI - NX Inverter | 2 | 179922.16 | 0 | 0 | 0 | 0 | 0 | 0 | 0 | 0 | 0 | 2 | 179922.16 | 2460 | 2
136F6415 | 70-AC3L00124W03A121BM25-00058362 | VACON0020-3L-0012-4+EMC2+QPES+WT02 | Vacon 20 | 0 | 0 | 0 | 0 | 0 | 0 | 1 | 11433.32 | 0 | 0 | 1 | 1 | 11433.32 | 2460 | 0 | 1
136F8296 | 7DP-006262-116XJ7 | NXP00626-A2L0SSV-A1A2000000+BM00 | Vacon NXP - NX high performance | 0 | 0 | 0 | 0 | 0 | 0 | 1 | 112196.46 | 0 | 0 | 1 | 1 | 112196.46 | 2460 | 0 | 1
136F8314 | 7DP-000352-116XJ6 | NXP00035-A2H1SSV-A1A200C300 | Vacon NXP - NX high performance | 0 | 0 | 0 | 0 | 0 | 0 | 1 | 18623.14 | 0 | 0 | 1 | 1 | 18623.14 | 2460 | 0 | 1
136F8690 | 70-AC3L00234W04A221BM25-00058379 | VACON0020-3L-0023-4+EMC2+QPES+WT02 | Vacon 20 | 0 | 0 | 0 | 0 | 1 | 17859.76 | 0 | 0 | 0 | 0 | 1 | 1 | 17859.76 | 2460 | 4
136F9325 | 7DP-001655-116TR6 | NXP00165-A5H1SSV-A1AF000000 | Vacon NXP - NX high performance | 1 | 31881.48 | 0 | 0 | 0 | 0 | 0 | 0 | 0 | 0 | 0 | 1 | 31881.48 | 2460 | 1
136F9345 | FC-302P2K2T5E20H2XXCXXXS067XAYBRCXXXXDX |  | VLT AutomationDrive FC 302 | 0 | 0 | 10 | 142215.2 | 17 | 209411.68 | 0 | 0 | 0 | 0 | 27 | 27 | 351626.88 | 2460 | 0 | 27
136F9345 | FC-302P2K2T5E20H2XXCXXXS067XAYBRCXXXXDX |  | VLT AutomationDrive FC 302 | 2 | 26046.44 | 0 | 0 | 0 | 0 | 0 | 0 | 0 | 0 | 0 | 2 | 26046.44 | 2464 | 0
136F9346 | FC-302P22KT5E20H2XXCDXXS067XAYBRCXXXXDX |  | VLT AutomationDrive FC 302 | 0 | 0 | 36 | 2109169.84 | 1 | 16184.46 | 0 | 0 | 0 | 0 | 37 | 37 | 2092985.38 | 2460 | 0 | 37
136F9347 | FC-302P45KT5E20H2XGCDXXSXXXXAYBXCXXXXDX |  | VLT AutomationDrive FC 302 | 0 | 0 | 5 | 467543.33 | 13 | 1017445.33 | 0 | 0 | 0 | 0 | 18 | 18 | 1484988.66 | 2460 | 0 | 18
136F9347 | FC-302P45KT5E20H2XGCDXXSXXXXAYBXCXXXXDX |  | VLT AutomationDrive FC 302 | 1 | 82499.37 | 0 | 0 | 0 | 0 | 0 | 0 | 0 | 0 | 0 | 1 | 82499.37 | 2464 | 0
136F9525 | 7DI-003852-116Y66 | NXI00385-A2T0CSV-A1A2000000 | Vacon NXI - NX Inverter | 0 | 0 | 0 | 0 | 1 | 40571.51 | 0 | 0 | 0 | 0 | 1 | 1 | 40571.51 | 2460 | 1
136G0767 | MPNXP-0590-5A0N0-BSB-A1A2000000 | MPNXP05905A0N0BSBA1A2000000 | Vacon NXP - NX high performance | 0 | 0 | 0 | 0 | 1 | 323174.15 | 0 | 0 | 0 | 0 | 1 | 1 | 323174.15 | 2460 | 1
136G0787 | FC-301P30KT4E20H2XGXDXXSXXXXAXBRCXXXXDX |  | VLT AutomationDrive FC 301 | 0 | 0 | 0 | 0 | 1 | 51468.75 | 0 | 0 | 0 | 0 | 1 | 1 | 51468.75 | 2460 | 0 | 1
136G3096 | 7DP-001252-117188 | NXP00125-A2H1SSV-A1A3B50000 | Vacon NXP - NX high performance | 0 | 0 | 1 | 21251.63 | 0 | 0 | 0 | 0 | 0 | 0 | 1 | 1 | 21251.63 | 2460 | 0 | 1
136G4632 | FC-103P55KT4E55H2XGCXXXSXXXXAXBPCXXXXDX |  | FC-103 Series | 0 | 0 | 0 | 0 | 1 | 85851.36 | 0 | 0 | 0 | 0 | 1 | 1 | 85851.36 | 2460 | 0 | 1
136G4939 | 7DI-003852-11725U | NXI00385-A2T0CSS-A1A2000000+DNOT | Vacon NXI - NX Inverter | 1 | 33535.35 | 0 | 0 | 0 | 0 | 0 | 0 | 0 | 0 | 0 | 1 | 33535.35 | 2460 | 0
136G7192 | 70SCO01653 | VACON0020-3L-0009-4-X+A1163+HMTX+QDSS | Vacon 20 X | 0 | 0 | 0 | 0 | 1 | 33924.86 | 0 | 0 | 0 | 0 | 1 | 1 | 33924.86 | 2460 | 0 | 1
136G8560 | FC-302P55KT6E21HXXGCXXXSXXXXAXBXCXXXXDX |  | VLT AutomationDrive FC 302 | 0 | 0 | 0 | 0 | 1 | 99526.32 | 0 | 0 | 0 | 0 | 1 | 1 | 99526.32 | 2460 | 0 | 1
136G8827 | FC-360H5K5T4E20H1BXCDXXSXXXXAXBX |  | VLT® AutomationDrive FC 360 | 90 | 1478792.57 | 59 | 754504.51 | 0 | 0 | 0 | 0 | 0 | 0 | 59 | 149 | 2233297.08 | 2460 | 0 | 59
136G9014 | FC-302P37KT5E20H2XGCDXXSXXXXAYBXCXXXXDX |  | VLT AutomationDrive FC 302 | 0 | 0 | 9 | 702135.78 | 0 | 0 | 0 | 0 | 0 | 0 | 9 | 9 | 702135.78 | 2460 | 0 | 9
136G9014 | FC-302P37KT5E20H2XGCDXXSXXXXAYBXCXXXXDX |  | VLT AutomationDrive FC 302 | 1 | 78015.09 | 0 | 0 | 0 | 0 | 0 | 0 | 0 | 0 | 0 | 1 | 78015.09 | 2464 | 0
136G9691 | 7DS-030052-11743T |  | Vacon NXS - NX basic drive | 1 | 258617.06 | 0 | 0 | 0 | 0 | 0 | 0 | 0 | 0 | 0 | 1 | 258617.06 | 2460 | 0
136G9706 | FC-302P30KT5E20H2BGXXXXSXXXXA8BRCXXXXDX |  | VLT AutomationDrive FC 302 | 1 | 68430.4 | 0 | 0 | 0 | 0 | 0 | 0 | 0 | 0 | 0 | 1 | 68430.4 | 2460 | 1
136H1257 | FC-302P11KT5E20H2XXCXXXS067XAYBRCXXXXDX |  | VLT AutomationDrive FC 302 | 2 | 46606.2 | 0 | 0 | 0 | 0 | 0 | 0 | 0 | 0 | 0 | 2 | 46606.2 | 2460 | 0
136H1675 | 7DS-008752-1175MJ |  | Vacon NXS - NX basic drive | 0 | 0 | 0 | 0 | 1 | 100167.23 | 0 | 0 | 0 | 0 | 1 | 1 | 100167.23 | 2460 | 1
136H1676 | 7DP-073050-1175MK |  | Vacon NXP - NX high performance | 0 | 0 | 0 | 0 | 1 | 411140.18 | 0 | 0 | 0 | 0 | 1 | 1 | 411140.18 | 2460 | 1
136H1677 | 7DI-007252-1175ML |  | Vacon NXI - NX Inverter | 0 | 0 | 0 | 0 | 1 | 66044.24 | 0 | 0 | 0 | 0 | 1 | 1 | 66044.24 | 2460 | 1
136H1681 | 7DI-008752-1175MQ |  | Vacon NXI - NX Inverter | 0 | 0 | 0 | 0 | 1 | 79304.85 | 0 | 0 | 0 | 0 | 1 | 1 | 79304.85 | 2460 | 1
136H1890 | 7DS-026152-1174T1 |  | Vacon NXI - NX Inverter | 1 | 219576.45 | 0 | 0 | 0 | 0 | 0 | 0 | 0 | 0 | 0 | 1 | 219576.45 | 2460 | 1
136H8716 | 7DS-026152-1179D1 |  | Vacon NXS - NX basic drive | 1 | 228927.4 | 0 | 0 | 0 | 0 | 0 | 0 | 0 | 0 | 0 | 1 | 228927.4 | 2460 | 1
136H9120 | 7DP-052050-1179KW |  | Vacon NXS - NX basic drive | 2 | 629995.01 | 0 | 0 | 0 | 0 | 0 | 0 | 0 | 0 | 0 | 2 | 629995.01 | 2460 | 2
136H9410 | 7DS-020552-1179KT |  | Vacon NXI - NX Inverter | 0 | 0 | 1 | 196083.1 | 0 | 0 | 0 | 0 | 0 | 0 | 1 | 1 | 196083.1 | 2460 | 1
136L1202 | FC-301PK75T4E20H2BGCXXXSXXXXAXBKCXXXXDX |  | VLT AutomationDrive FC 301 | 1 | 10643 | 0 | 0 | 0 | 0 | 0 | 0 | 0 | 0 | 0 | 1 | 10643 | 2460 | 0
136L7859 | 7DI-010555-117EVX |  | Vacon NXI - NX Inverter | 1 | 104206.17 | 0 | 0 | 0 | 0 | 0 | 0 | 0 | 0 | 0 | 1 | 104206.17 | 2460 | 1
136L8259 | 7DS-003152-117F83 |  | Vacon NXI - NX Inverter | 1 | 46574.84 | 0 | 0 | 0 | 0 | 0 | 0 | 0 | 0 | 0 | 1 | 46574.84 | 2460 | 1
136L8433 | 7DP-020552-117FC4 |  | Vacon NXI - NX Inverter | 1 | 154937.32 | 0 | 0 | 0 | 0 | 0 | 0 | 0 | 0 | 0 | 1 | 154937.32 | 2460 | 0
136L9138 | FC-302P30KT5E20H2XGCDXXSXXXXAYBXCXXXXDX |  | VLT AutomationDrive FC 302 | 1 | 63843.22 | 0 | 0 | 0 | 0 | 0 | 0 | 0 | 0 | 0 | 1 | 63843.22 | 2460 | 1
136L9588 | 7DP-046060-117HB5 |  | Vacon NXS - NX basic drive | 1 | 487537.61 | 0 | 0 | 0 | 0 | 0 | 0 | 0 | 0 | 0 | 1 | 487537.61 | 2460 | 1
136N0351 | IVS102N315T4E21H2XGCXXXSXXXXAXBXCXXXXDX |  | VLT AutomationDrive FC 302 | 1 | 294141.91 | 0 | 0 | 0 | 0 | 0 | 0 | 0 | 0 | 0 | 1 | 294141.91 | 2460 | 2
136N0479 | 7DS-003152-117J65 |  | Vacon NXS - NX basic drive | 1 | 47170.7 | 0 | 0 | 0 | 0 | 0 | 0 | 0 | 0 | 0 | 1 | 47170.7 | 2460 | 1
141F2099 | Side cover FI9 | 60FI09003 | Vacon spares and service products | 0 | 0 | 0 | 0 | 0 | 0 | 0 | 0 | 1 | 7032.87 | 1 | 1 | 7032.87 | 2460 | 0 | 1
141F2117 | Fan assembly FI9-FI14 and FR13-FR14 | 60FI13300 | Vacon spares and service products | 0 | 0 | 0 | 0 | 0 | 0 | 11 | 83952.33 | 0 | 0 | 11 | 11 | 83952.33 | 2460 | 0 | 11
141F2120 | Capacitor bank busbar kit FI9 500V | 60FI13327 | Vacon spares and service products | 0 | 0 | 0 | 0 | 0 | 0 | 1 | 19604.53 | 0 | 0 | 1 | 1 | 19604.53 | 2460 | 0 | 1
141F2126 | Control terminal cover light blue | 60FR00006 | Vacon spares and service products | 0 | 0 | 0 | 0 | 0 | 0 | 0 | 0 | 3 | 658.53 | 3 | 3 | 658.53 | 2460 | 0 | 3
141F2198 | Cover IP21 | 60FR07011 | Vacon spares and service products | 0 | 0 | 0 | 0 | 0 | 0 | 0 | 0 | 2 | 3297.8 | 2 | 2 | 3297.8 | 2460 | 0 | 2
141F2199 | Cover IP54 | 60FR07015 | Vacon spares and service products | 0 | 0 | 0 | 0 | 0 | 0 | 0 | 0 | 1 | 9653.08 | 1 | 1 | 9653.08 | 2460 | 0 | 1
141F2233 | Insulator capacitor | 60FR09085 | Vacon spares and service products | 0 | 0 | 0 | 0 | 0 | 0 | 0 | 0 | 1 | 667.04 | 1 | 1 | 667.04 | 2460 | 0 | 1
141F2242 | Fan inverter cover for FR9 | 60FR09132 | Vacon spares and service products | 0 | 0 | 0 | 0 | 0 | 0 | 4 | 1766.27 | 0 | 0 | 4 | 4 | 1766.27 | 2460 | 0 | 4
141F2295 | Isolation transformer ass., left FR10 | 60FR10844 | Vacon spares and service products | 0 | 0 | 0 | 0 | 0 | 0 | 0 | 0 | 1 | 14776.72 | 1 | 1 | 14776.72 | 2460 | 0 | 1
141F2296 | Isolation transformer ass., right FR10 | 60FR10845 | Vacon spares and service products | 0 | 0 | 0 | 0 | 0 | 0 | 0 | 0 | 1 | 13248.84 | 1 | 1 | 13248.84 | 2460 | 0 | 1
141F2297 | Fan inverter assembly FR10, left | 60FR10846 | Vacon spares and service products | 0 | 0 | 0 | 0 | 0 | 0 | 0 | 0 | 2 | 75388 | 2 | 2 | 75388 | 2460 | 0 | 2
141F2303 | Star coupler spare part kit | 60FR10860 | Vacon spares and service products | 0 | 0 | 0 | 0 | 0 | 0 | 0 | 0 | 2 | 128971.82 | 2 | 2 | 128971.82 | 2460 | 0 | 2
141F2752 | Capacitor 5uF 800VAC | 60PP00090 | Vacon spares and service products | 0 | 0 | 0 | 0 | 1 | 805.44 | 0 | 0 | 0 | 0 | 1 | 1 | 805.44 | 2460 | 0 | 1
141F2776 | HF Cap. 25uF ass. AFE | 60PP00527 | Vacon spares and service products | 0 | 0 | 0 | 0 | 0 | 0 | 0 | 0 | 1 | 44535.34 | 1 | 1 | 44535.34 | 2460 | 0 | 1
141F2784 | AC choke 12A | 60PP01007 | Vacon spares and service products | 0 | 0 | 0 | 0 | 0 | 0 | 0 | 0 | 2 | 27247.1 | 2 | 2 | 27247.1 | 2460 | 0 | 2
141F2787 | IGBT skiip 20 NAB 12 IT45 | 60PP01032 | Vacon spares and service products | 0 | 0 | 0 | 0 | 0 | 0 | 0 | 0 | 3 | 9846.93 | 3 | 3 | 9846.93 | 2460 | 0 | 3
141F2797 | IGBT skim 120GD 176D | 60PP01089 | Vacon spares and service products | 0 | 0 | 0 | 0 | 0 | 0 | 2 | 49918.2 | 0 | 0 | 2 | 2 | 49918.2 | 2460 | 0 | 2
141F2810 | OBS_Replacemet Code - 181B3433 | 60PP01145 | Vacon spares and service products | 0 | 0 | 0 | 0 | 0 | 0 | 0 | 0 | 5 | 37115.2 | 5 | 5 | 37115.2 | 2460 | 0 | 5
141F2812 | Diodetyr module SKKH 330/16E 12-pulse | 60PP01154 | Vacon spares and service products | 0 | 0 | 0 | 0 | 0 | 0 | 0 | 0 | 1 | 10376.15 | 1 | 1 | 10376.15 | 2460 | 0 | 1
141F2815 | Skim 304GD12T4D 1200V 300A. | 60PP01174 | Vacon spares and service products | 0 | 0 | 0 | 0 | 0 | 0 | 1 | 28824.85 | 1 | 28824.85 | 2 | 2 | 57649.7 | 2460 | 0 | 2
141F2833 | Current measurement cable FR7 | 60PP07001 | Vacon spares and service products | 0 | 0 | 0 | 0 | 0 | 0 | 0 | 0 | 1 | 405.47 | 1 | 1 | 405.47 | 2460 | 0 | 1
141F2839 | Brake wire | 60PP07010 | Vacon spares and service products | 0 | 0 | 0 | 0 | 0 | 0 | 0 | 0 | 5 | 1585.6 | 5 | 5 | 1585.6 | 2460 | 0 | 5
141F2848 | DC fuse Wire | 60PP08019 | Vacon spares and service products | 0 | 0 | 0 | 0 | 0 | 0 | 1 | 153.5 | 0 | 0 | 1 | 1 | 153.5 | 2460 | 0 | 1
141F2849 | Power Board DC supply wire | 60PP08022 | Vacon spares and service products | 0 | 0 | 0 | 0 | 0 | 0 | 0 | 0 | 1 | 211.13 | 1 | 1 | 211.13 | 2460 | 0 | 1
141F2858 | Power card - rectifying card wire FR9 | 60PP09018 | Vacon spares and service products | 0 | 0 | 0 | 0 | 0 | 0 | 0 | 0 | 3 | 1496.97 | 3 | 3 | 1496.97 | 2460 | 0 | 3
141F2864 | Snubber ass. 6x300nF 1250VDC FR9 | 60PP09037 | Vacon spares and service products | 0 | 0 | 0 | 0 | 0 | 0 | 0 | 0 | 1 | 3277.26 | 1 | 1 | 3277.26 | 2460 | 0 | 1
141F2869 | Output phase cable NFE | 60PP09102 | Vacon spares and service products | 0 | 0 | 0 | 0 | 0 | 0 | 3 | 12060.03 | 0 | 0 | 3 | 3 | 12060.03 | 2460 | 0 | 3
141F2871 | EMC capacitor assembly FI10/FI12 | 60PP09114 | Vacon spares and service products | 0 | 0 | 0 | 0 | 0 | 0 | 0 | 0 | 6 | 8214.42 | 6 | 6 | 8214.42 | 2460 | 0 | 6
141F2901 | Fibre optic cables PU1 | 60PP12001 | Vacon spares and service products | 0 | 0 | 0 | 0 | 0 | 0 | 0 | 0 | 1 | 11102.18 | 1 | 1 | 11102.18 | 2460 | 0 | 1
141F2902 | Fibre optic cables kit PU2 | 60PP12002 | Vacon spares and service products | 0 | 0 | 0 | 0 | 0 | 0 | 0 | 0 | 1 | 10893.81 | 1 | 1 | 10893.81 | 2460 | 0 | 1
141F2912 | Balansing resistor wire harness 690V | 60PP13031 | Vacon spares and service products | 0 | 0 | 0 | 0 | 0 | 0 | 0 | 0 | 4 | 2486.16 | 4 | 4 | 2486.16 | 2460 | 0 | 4
141F2920 | Power-Control Optical fiber KC kit 8 m | 60PP13111 | Vacon spares and service products | 0 | 0 | 0 | 0 | 0 | 0 | 0 | 0 | 1 | 17735.34 | 1 | 1 | 17735.34 | 2460 | 0 | 1
141F3056 | Brake chopper retro fit kit 230V 500 | 60S0000083 | Vacon spares and service products | 0 | 0 | 0 | 0 | 0 | 0 | 0 | 0 | 3 | 67667.07 | 3 | 3 | 67667.07 | 2460 | 0 | 3
141F3250 | Driver board NXW | 60S00454 | Vacon spares and service products | 0 | 0 | 0 | 0 | 0 | 0 | 0 | 0 | 3 | 62238.87 | 3 | 3 | 62238.87 | 2460 | 0 | 3
141F3260 | Fan capacitor kit | 60S00465 | Vacon spares and service products | 0 | 0 | 0 | 0 | 0 | 0 | 0 | 0 | 4 | 12651.92 | 4 | 4 | 12651.92 | 2460 | 0 | 4
141F3298 | Fan cap. kit NFE, FI9- FI14, FR13- FR14 | 60S00520 | Vacon spares and service products | 0 | 0 | 0 | 0 | 0 | 0 | 0 | 0 | 6 | 10871.4 | 6 | 6 | 10871.4 | 2460 | 0 | 6
141F3347 | Rectifier board 500V | 60S00591 | Vacon spares and service products | 0 | 0 | 0 | 0 | 0 | 0 | 0 | 0 | 1 | 15252.09 | 1 | 1 | 15252.09 | 2460 | 0 | 1
141F3445 | DC fan supply | 60S01017 | Vacon spares and service products | 0 | 0 | 0 | 0 | 0 | 0 | 0 | 0 | 3 | 51388.59 | 3 | 3 | 51388.59 | 2460 | 0 | 3
141F3446 | DC fan supply assembly right |  | Vacon spares and service products | 0 | 0 | 0 | 0 | 0 | 0 | 0 | 0 | 1 | 18711.35 | 1 | 1 | 18711.35 | 2460 | 0 | 1
141F3447 | DC fan supply assembly left | 60S01019 | Vacon spares and service products | 0 | 0 | 0 | 0 | 1 | 6551.94 | 0 | 0 | 0 | 0 | 1 | 1 | 6551.94 | 2460 | 0 | 1
141F3449 | DC fan supply assembly | 60S01021 | Vacon spares and service products | 0 | 0 | 0 | 0 | 0 | 0 | 1 | 19926.62 | 0 | 0 | 1 | 1 | 19926.62 | 2460 | 0 | 1
141F3450 | External fan supply kit FI9 and FI10 | 60S01025 | Vacon spares and service products | 0 | 0 | 0 | 0 | 0 | 0 | 0 | 0 | 1 | 5325.32 | 1 | 1 | 5325.32 | 2460 | 0 | 1
141F3460 | External fan supply kit 3NFE | 60S01035 | Vacon spares and service products | 0 | 0 | 0 | 0 | 0 | 0 | 0 | 0 | 2 | 26221.14 | 2 | 2 | 26221.14 | 2460 | 0 | 2
141F3473 | Fan power kit DC 1030A -1300A | 60S01088 | Vacon spares and service products | 0 | 0 | 0 | 0 | 0 | 0 | 0 | 0 | 1 | 34136.61 | 1 | 1 | 34136.61 | 2460 | 0 | 1
141F3607 | Contactor LC1D09BL | 60S01331 | Vacon spares and service products | 0 | 0 | 0 | 0 | 0 | 0 | 0 | 0 | 1 | 2519.16 | 1 | 1 | 2519.16 | 2460 | 0 | 1
141F3632 | Power module as. 208A 690V air, no brake | 60SA-FI09-0208-6-ANV | Vacon spares and service products | 0 | 0 | 0 | 0 | 0 | 0 | 0 | 0 | 2 | 211562.6 | 2 | 2 | 211562.6 | 2460 | 0 | 2
141F3634 | Power module 300A 500V no brake chopper | SPR-ELE23715 | Vacon spares and service products | 0 | 0 | 0 | 0 | 1 | 61441.81 | 0 | 0 | 0 | 0 | 1 | 1 | 61441.81 | 2460 | 0 | 1
141F3640 | Power module 460A 500V FI10 w/o brake | 60SA-FI10-0460-5-ANV | Vacon spares and service products | 1 | 114317.64 | 0 | 0 | 0 | 0 | 0 | 0 | 0 | 0 | 0 | 1 | 114317.64 | 2460 | 1
141F3641 | Power module 520A 500V w/o brake | 60SA-FI10-0520-5-ANV | Vacon spares and service products | 3 | 366766.31 | 0 | 0 | 0 | 0 | 0 | 0 | 0 | 0 | 0 | 3 | 366766.31 | 2460 | 1
141F3646 | Power mod. as. 1030A 500V air, no brake | 60SA-FI12-1030-5-ANV | Vacon spares and service products | 0 | 0 | 0 | 0 | 0 | 0 | 1 | 371767.61 | 0 | 0 | 1 | 1 | 371767.61 | 2460 | 0 | 1
141F3657 | Power module sub-as. 170A, air, no brake | 60SA-FR09-0170-6-ANV | Vacon spares and service products | 0 | 0 | 0 | 0 | 0 | 0 | 0 | 0 | 1 | 158082.41 | 1 | 1 | 158082.41 | 2460 | 0 | 1
141F3669 | Power module 416A 690V FR10 w/o brake | 60SA-FR10-0416-6-ANV | Vacon spares and service products | 0 | 0 | 0 | 0 | 0 | 0 | 1 | 162332.54 | 0 | 0 | 1 | 1 | 162332.54 | 2460 | 0 | 1
141F3671 | Power module 520A 500V FR10 w/o brake | 60SA-FR10-0520-5-ANV | Vacon spares and service products | 0 | 0 | 0 | 0 | 1 | 127412.38 | 0 | 0 | 0 | 0 | 1 | 1 | 127412.38 | 2460 | 0 | 1
141F3708 | Power board 3A 500V MF4 with brake | 60SA-VB00350-0003-5-ABV | Vacon spares and service products | 0 | 0 | 0 | 0 | 0 | 0 | 3 | 29296.11 | 0 | 0 | 3 | 3 | 29296.11 | 2460 | 0 | 3
141F3710 | Power board 4A 500V MF4 with brake | 60SA-VB00350-0004-5-ABV | Vacon spares and service products | 0 | 0 | 0 | 0 | 0 | 0 | 1 | 13020.6 | 0 | 0 | 1 | 1 | 13020.6 | 2460 | 0 | 1
141F3712 | Power board 5A 500V MF4 with brake | 60SA-VB00350-0005-5-ABV | Vacon spares and service products | 0 | 0 | 0 | 0 | 0 | 0 | 1 | 11949.19 | 0 | 0 | 1 | 1 | 11949.19 | 2460 | 0 | 1
141F3716 | Power board 9A 500V brake chopper | 60SA-VB00350-0009-5-ABV | Vacon spares and service products | 0 | 0 | 0 | 0 | 0 | 0 | 0 | 0 | 2 | 18598.88 | 2 | 2 | 18598.88 | 2460 | 0 | 2
141F3718 | Current measurement cable FR7 | 60SA-VB00350-0012-5-ABV | Vacon spares and service products | 0 | 0 | 0 | 0 | 0 | 0 | 1 | 12259.05 | 0 | 0 | 1 | 1 | 12259.05 | 2460 | 0 | 1
141F3754 | Power board 31A 500V FR5 -not programmed | 60SA-VB00413-0031-5-XXV | Vacon spares and service products | 0 | 0 | 0 | 0 | 0 | 0 | 4 | 63178.96 | 0 | 0 | 4 | 4 | 63178.96 | 2460 | 1 | 3
141F3797 | Power board 72A 500V brake chopper | 60SA-VB00619-0072-5-ABV | Vacon spares and service products | 0 | 0 | 0 | 0 | 0 | 0 | 0 | 0 | 2 | 35435.48 | 2 | 2 | 35435.48 | 2460 | 0 | 2
141F3807 | Power Board 140A 500V CH4,nobrakechopper | 60SA-VB00619-0140-5-ANV | Vacon spares and service products | 0 | 0 | 0 | 0 | 0 | 0 | 0 | 0 | 2 | 30963.36 | 2 | 2 | 30963.36 | 2460 | 1 | 1
141F3988 | Driver adapter board | 60VB00330 | Vacon spares and service products | 0 | 0 | 0 | 0 | 0 | 0 | 0 | 0 | 5 | 22838.85 | 5 | 5 | 22838.85 | 2460 | 0 | 5
141F3992 | Rectifying board | 60VB00442 | Vacon spares and service products | 0 | 0 | 0 | 0 | 0 | 0 | 0 | 0 | 3 | 36875.49 | 3 | 3 | 36875.49 | 2460 | 0 | 3
141F3998 | Rectifying board 690V | 60VB00460 | Vacon spares and service products | 0 | 0 | 0 | 0 | 0 | 0 | 0 | 0 | 1 | 11996.44 | 1 | 1 | 11996.44 | 2460 | 0 | 1
141F4002 | Shunt board 35.065 ohm | 60VB00497 | Vacon spares and service products | 0 | 0 | 0 | 0 | 0 | 0 | 0 | 0 | 18 | 13532.94 | 18 | 18 | 13532.94 | 2460 | 0 | 18
141F4003 | Shunt board 29.322 ohm | 60VB00498 | Vacon spares and service products | 0 | 0 | 0 | 0 | 0 | 0 | 0 | 0 | 17 | 2848.18 | 17 | 17 | 2848.18 | 2460 | 0 | 17
141F4010 | Shunt board 35.191 ohm | 60VB00505 | Vacon spares and service products | 0 | 0 | 0 | 0 | 0 | 0 | 0 | 0 | 18 | 8881.74 | 18 | 18 | 8881.74 | 2460 | 0 | 18
141F4015 | Shunt board 51.692 ohm | 60VB00510 | Vacon spares and service products | 0 | 0 | 0 | 0 | 0 | 0 | 0 | 0 | 12 | 8434.68 | 12 | 12 | 8434.68 | 2460 | 0 | 12
141F4016 | Shunt board 41.519 ohm | 60VB00511 | Vacon spares and service products | 0 | 0 | 0 | 0 | 0 | 0 | 0 | 0 | 60 | 19764 | 60 | 60 | 19764 | 2460 | 0 | 60
141F4019 | Shunt board 31.130 ohm | 60VB00514 | Vacon spares and service products | 0 | 0 | 0 | 0 | 0 | 0 | 0 | 0 | 73 | 35267.76 | 73 | 73 | 35267.76 | 2460 | 0 | 73
141F4021 | Shunt board 49.362 ohm | 60VB00516 | Vacon spares and service products | 0 | 0 | 0 | 0 | 0 | 0 | 12 | 5997.72 | 0 | 0 | 12 | 12 | 5997.72 | 2460 | 0 | 12
141F4029 | Shunt board 17.232 ohm | 60VB00536 | Vacon spares and service products | 0 | 0 | 0 | 0 | 0 | 0 | 0 | 0 | 9 | 2859.3 | 9 | 9 | 2859.3 | 2460 | 0 | 9
141F4030 | Shunt board 44.964 ohm | 60VB00537 | Vacon spares and service products | 0 | 0 | 0 | 0 | 0 | 0 | 0 | 0 | 32 | 23847.36 | 32 | 32 | 23847.36 | 2460 | 0 | 32
141F4032 | Shunt board 39.319 ohm | 60VB00541 | Vacon spares and service products | 0 | 0 | 0 | 0 | 0 | 0 | 0 | 0 | 24 | 13084.32 | 24 | 24 | 13084.32 | 2460 | 0 | 24
141F4038 | Shunt board 44.004 ohm | 60VB00547 | Vacon spares and service products | 0 | 0 | 0 | 0 | 0 | 0 | 0 | 0 | 18 | 8367.12 | 18 | 18 | 8367.12 | 2460 | 0 | 18
141F4043 | NXP2 Control board varnished | 60VB00661 | Vacon spares and service products | 0 | 0 | 0 | 0 | 1 | 37159.21 | 0 | 0 | 0 | 0 | 1 | 1 | 37159.21 | 2460 | 0 | 1
141F4044 | Fan inverter 230V | 60VB00899 | Vacon spares and service products | 0 | 0 | 0 | 0 | 0 | 0 | 0 | 0 | 1 | 23995.99 | 1 | 1 | 23995.99 | 2460 | 0 | 1
141F4184 | VACON-DEM-0020-1L-2-CASE | VACON-DEM-0020-1L-2-CASE | Vacon Option and Accessory | 0 | 0 | 0 | 0 | 1 | 23428.88 | 2 | 47514.18 | 0 | 0 | 3 | 3 | 70943.06 | 2460 | 0 | 3
141F4209 | VACON-PAN-HMTX-MC06-X | VACON-PAN-HMTX-MC06-X | Vacon Option and Accessory | 0 | 0 | 0 | 0 | 2 | 5205.22 | 0 | 0 | 0 | 0 | 2 | 2 | 5205.22 | 2460 | 0 | 2
141F4210 | VACON-DEM-0100-1L-2-CASE | VACON-DEM-0100-1L-2-CASE | Vacon Option and Accessory | 0 | 0 | 0 | 0 | 0 | 0 | 2 | 77626.73 | 0 | 0 | 2 | 2 | 77626.73 | 2460 | 0 | 2
141F4747 | Charging kit replaced by 181B2082 | CHARGING-AFE-FFE-FI10 | Vacon Option and Accessory | 0 | 0 | 0 | 0 | 0 | 0 | 1 | 5130.23 | 0 | 0 | 1 | 1 | 5130.23 | 2460 | 0 | 1
141F4864 | PAN-A(N800)not available order181B0332 |  | Vacon Option and Accessory | 0 | 0 | 0 | 0 | 0 | 0 | 0 | 0 | 5 | 21842.05 | 5 | 5 | 21842.05 | 2460 | 0 | 5
175G0096 | VLT® Control Panel LCP 501 |  | Accessories for Electrical Drives | 1 | 2843.43 | 0 | 0 | 0 | 0 | 2 | 4757.51 | 0 | 0 | 2 | 3 | 7600.94 | 2460 | 0 | 2
175G4002 | MCD100-001 / 440-480V / 3A / 1,5KW |  | Soft Starters | 0 | 0 | 0 | 0 | 1 | 2352.12 | 0 | 0 | 0 | 0 | 1 | 1 | 2352.12 | 2460 | 0 | 1
175G5088 | Main Ctr Module/MCD3007-3055-obsolete |  | DD Spare parts | 0 | 0 | 0 | 0 | 0 | 0 | 0 | 0 | 1 | 7086.47 | 1 | 1 | 7086.47 | 2460 | 0 | 1
175G5127 | Scr/Power Assem/MCD3110-32 |  | DD Spare parts | 0 | 0 | 0 | 0 | 1 | 3611.62 | 0 | 0 | 0 | 0 | 1 | 1 | 3611.62 | 2460 | 0 | 1
175G5129 | Scr/Power Assem/MCD3220 |  | DD Spare parts | 0 | 0 | 0 | 0 | 0 | 0 | 0 | 0 | 1 | 14599.77 | 1 | 1 | 14599.77 | 2460 | 0 | 1
175G5131 | Scr/Power Assem/MCD3315 |  | DD Spare parts | 0 | 0 | 0 | 0 | 0 | 0 | 0 | 0 | 1 | 19631.68 | 1 | 1 | 19631.68 | 2460 | 0 | 1
175G5214 | MCD202037T4CV3 |  | Soft Starters | 2 | 19272.17 | 0 | 0 | 0 | 0 | 0 | 0 | 0 | 0 | 0 | 2 | 19272.17 | 2460 | 0
175G5218 | MCD202090T4CV3 |  | Soft Starters | 0 | 0 | 0 | 0 | 1 | 18780.65 | 0 | 0 | 0 | 0 | 1 | 1 | 18780.65 | 2460 | 0 | 1
175G5511 | MCD50215BT5G2X00CV1 |  | Soft Starters | 1 | 32430.1 | 0 | 0 | 0 | 0 | 0 | 0 | 0 | 0 | 0 | 1 | 32430.1 | 2460 | 0
175G5525 | MCD50021BT5G1X20CV2 |  | Soft Starters | 0 | 0 | 0 | 0 | 1 | 9256.25 | 0 | 0 | 0 | 0 | 1 | 1 | 9256.25 | 2460 | 0 | 1
175G5526 | MCD50037BT5G1X20CV2 |  | Soft Starters | 9 | 112829.93 | 0 | 0 | 0 | 0 | 0 | 0 | 0 | 0 | 0 | 9 | 112829.93 | 2460 | 9
175G5528 | MCD50053BT5G1X20CV2 |  | Soft Starters | 0 | 0 | 1 | 11833.94 | 0 | 0 | 0 | 0 | 0 | 0 | 1 | 1 | 11833.94 | 2460 | 1
175G5531 | MCD50089BT5G1X20CV2 |  | Soft Starters | 2 | 37605.51 | 1 | 19137.4 | 0 | 0 | 0 | 0 | 0 | 0 | 1 | 3 | 56742.91 | 2460 | 0 | 1
175G5532 | MCD50105BT5G1X20CV2 |  | Soft Starters | 2 | 38419.73 | 0 | 0 | 0 | 0 | 0 | 0 | 0 | 0 | 0 | 2 | 38419.73 | 2460 | 3
175G5534 | MCD50141BT5G2X00CV2 |  | Soft Starters | 1 | 21442.75 | 0 | 0 | 0 | 0 | 0 | 0 | 0 | 0 | 0 | 1 | 21442.75 | 2460 | 3
175G5535 | MCD50195BT5G2X00CV2 |  | Soft Starters | 1 | 29478.8 | 0 | 0 | 0 | 0 | 0 | 0 | 0 | 0 | 0 | 1 | 29478.8 | 2460 | 0
175G5536 | MCD50215BT5G2X00CV2 |  | Soft Starters | 1 | 31871.69 | 0 | 0 | 0 | 0 | 0 | 0 | 0 | 0 | 0 | 1 | 31871.69 | 2460 | 1
175G5538 | MCD50360CT5G4X00CV2 |  | Soft Starters | 1 | 36412.58 | 0 | 0 | 0 | 0 | 0 | 0 | 0 | 0 | 0 | 1 | 36412.58 | 2460 | 4
175G5540 | MCD50428CT5G4X00CV2 |  | Soft Starters | 0 | 0 | 0 | 0 | 1 | 36423.16 | 0 | 0 | 0 | 0 | 1 | 1 | 36423.16 | 2460 | 0 | 1
175G5572 | MCD50037BT7G1X20CV2 |  | Soft Starters | 0 | 0 | 0 | 0 | 0 | 0 | 0 | 0 | 6 | 71317.92 | 6 | 6 | 71317.92 | 2460 | 0 | 6
175G5612 | Kit, Model Board 53A MCD500 |  | DD Spare parts | 0 | 0 | 0 | 0 | 0 | 0 | 1 | 3667.98 | 0 | 0 | 1 | 1 | 3667.98 | 2460 | 0 | 1
175G5617 | Kit, Model Board 131A MCD500 |  | DD Spare parts | 0 | 0 | 0 | 0 | 1 | 4047.06 | 0 | 0 | 0 | 0 | 1 | 1 | 4047.06 | 2460 | 0 | 1
175G5618 | Kit, Model Board 141A MCD500 |  | DD Spare parts | 0 | 0 | 0 | 0 | 0 | 0 | 0 | 0 | 1 | 4395.2 | 1 | 1 | 4395.2 | 2460 | 0 | 1
175G5627 | Kit, Model Board 790A MCD500 |  | DD Spare parts | 0 | 0 | 1 | 4888.4 | 0 | 0 | 0 | 0 | 0 | 0 | 1 | 1 | 4888.4 | 2460 | 0 | 1
175G5641 | Kit, Power Assy G4 790A MCD500 |  | DD Spare parts | 0 | 0 | 0 | 0 | 0 | 0 | 0 | 0 | 1 | 33173.91 | 1 | 1 | 33173.91 | 2460 | 0 | 1
175G5662 | VLT Finger Guard Kit IP20 MCD500 G2 |  | Accessories for Electrical Drives | 1 | 2260.7 | 0 | 0 | 0 | 0 | 0 | 0 | 0 | 0 | 0 | 1 | 2260.7 | 2460 | 0
175G5686 | Kit Input Busbars, G3C, MCD500 |  | DD Spare parts | 0 | 0 | 0 | 0 | 0 | 0 | 0 | 0 | 1 | 13014.02 | 1 | 1 | 13014.02 | 2460 | 0 | 1
175G5697 | Kit Bypass Contactor Class B, G2 MCD500 |  | DD Spare parts | 0 | 0 | 0 | 0 | 2 | 7600.26 | 5 | 18315.3 | 0 | 0 | 7 | 7 | 25915.56 | 2460 | 0 | 7
175G5698 | KIT, DRIVER BYPASS MCD500 |  | DD Spare parts | 0 | 0 | 0 | 0 | 2 | 7042.32 | 1 | 3167.18 | 0 | 0 | 3 | 3 | 10209.5 | 2460 | 0 | 3
175G5705 | Kit, Main Ctrl PCB MCD500 G2-G5 T5 CV2 |  | DD Spare parts | 0 | 0 | 0 | 0 | 2 | 19654.79 | 0 | 0 | 0 | 0 | 2 | 2 | 19654.79 | 2464 | 0 | 2
175G5705 | Kit, Main Ctrl PCB MCD500 G2-G5 T5 CV2 |  | DD Spare parts | 1 | 10520.61 | 0 | 0 | 0 | 0 | 0 | 0 | 0 | 0 | 0 | 1 | 10520.61 | 2460 | 0
175G5706 | Kit, Main Ctrl PCB MCD500 G2-G5 T7 CV2 |  | DD Spare parts | 0 | 0 | 0 | 0 | 0 | 0 | 3 | 29561.81 | 0 | 0 | 3 | 3 | 29561.81 | 2460 | 0 | 3
175G9000 | Modbus RTU MCD200 & MCD500 |  | Accessories for Electrical Drives | 0 | 0 | 0 | 0 | 5 | 9394.92 | 0 | 0 | 0 | 0 | 5 | 5 | 9394.92 | 2460 | 0 | 5
175N0162 | LCP32 Cable, 3m for FCM/FCD |  | Accessories for Electrical Drives | 1 | 518.32 | 0 | 0 | 0 | 0 | 0 | 0 | 0 | 0 | 0 | 1 | 518.32 | 2460 | 0
175N2118 | LCP 2 Connector |  | Accessories for Electrical Drives | 0 | 0 | 3 | 1660.23 | 0 | 0 | 0 | 0 | 0 | 0 | 3 | 3 | 1660.23 | 2460 | 0 | 3
175N2402 | opt,socket frame,small supplier,koch241 |  | Accessories for Electrical Drives | 0 | 0 | 0 | 0 | 0 | 0 | 22 | 12640.85 | 0 | 0 | 22 | 22 | 12640.85 | 2460 | 0 | 22
175N2485 | INSTALLATIONSBOX T11 FCD322-330 KHS |  | Frequency converter motors | 0 | 0 | 0 | 0 | 0 | 0 | 0 | 0 | 1 | 5105.11 | 1 | 1 | 5105.11 | 2460 | 0 | 1
175U3034 | MCE101A38R0P1K13E21TAW |  | Accessories for Electrical Drives | 0 | 0 | 0 | 0 | 1 | 3388.88 | 0 | 0 | 0 | 0 | 1 | 1 | 3388.88 | 2460 | 0 | 1
175U3047 | MCE101A22R0P1K70E21TAW |  | Accessories for Electrical Drives | 0 | 0 | 0 | 0 | 1 | 4272.88 | 0 | 0 | 0 | 0 | 1 | 1 | 4272.88 | 2460 | 0 | 1
175Z0850 | LCP 2 Mounting Kit, Remote |  | Accessories for Electrical Drives | 0 | 0 | 0 | 0 | 0 | 0 | 0 | 0 | 6 | 5219.29 | 6 | 6 | 5219.29 | 2460 | 0 | 6
175Z1124 | prom spare part/basic process |  | DD Spare parts | 0 | 0 | 0 | 0 | 0 | 0 | 0 | 0 | 2 | 1794.58 | 2 | 2 | 1794.58 | 2464 | 0 | 2
175Z1821 | wire assy, ribbon cable No longer avail. |  | DD Spare parts | 0 | 0 | 2 | 107.2 | 0 | 0 | 0 | 0 | 0 | 0 | 2 | 2 | 107.2 | 2460 | 0 | 2
175Z4716 | terminal spare/terminal blok/95,0 ke62da |  | DD Spare parts | 0 | 0 | 19 | 15427.41 | 18 | 5182.71 | 0 | 0 | 0 | 0 | 37 | 37 | 20610.12 | 2460 | 0 | 37
175Z4743 | SPARE, VARIST. PCB.SP. CTD 5072-5102-OBS |  | DD Spare parts | 0 | 0 | 0 | 0 | 0 | 0 | 0 | 0 | 1 | 1527.42 | 1 | 1 | 1527.42 | 2460 | 0 | 1
175Z7807 | prom spare part/vlt6000 hvac sw |  | DD Spare parts | 0 | 0 | 0 | 0 | 0 | 0 | 0 | 0 | 2 | 2082.87 | 2 | 2 | 2082.87 | 2464 | 0 | 2
176F1400 | Control card process |  | DD Spare parts | 0 | 0 | 0 | 0 | 0 | 0 | 0 | 0 | 2 | 21441.62 | 2 | 2 | 21441.62 | 2460 | 0 | 2
176F1742 | Profibus Sub-D9 Adapter kit, D, E |  | Accessories for Electrical Drives | 0 | 0 | 3 | 5420.15 | 17 | 32370.56 | 0 | 0 | 0 | 0 | 20 | 20 | 37790.71 | 2460 | 0 | 20
176F2095 | spare, ac contactor, d-frame |  | Accessories for Electrical Drives | 1 | 5617.78 | 0 | 0 | 0 | 0 | 0 | 0 | 0 | 0 | 0 | 1 | 5617.78 | 2460 | 0
176F2125 | Powercard 355kW 500V coated rectifier |  | DD Spare parts | 0 | 0 | 0 | 0 | 1 | 6700.52 | 1 | 7016.31 | 0 | 0 | 2 | 2 | 13716.83 | 2460 | 0 | 2
176F2127 | Powercard 400kW 500V coated rectifier |  | DD Spare parts | 0 | 0 | 1 | 7508.45 | 0 | 0 | 0 | 0 | 2 | 18795.79 | 3 | 3 | 26304.24 | 2460 | 0 | 3
176F2129 | Powercard 355kW 690V coated rectifier |  | DD Spare parts | 0 | 0 | 0 | 0 | 0 | 0 | 0 | 0 | 2 | 19132.61 | 2 | 2 | 19132.61 | 2460 | 0 | 2
176F2130 | Powercard 400kW 690V coated rectifier |  | DD Spare parts | 0 | 0 | 0 | 0 | 0 | 0 | 0 | 0 | 1 | 5471.37 | 1 | 1 | 5471.37 | 2460 | 0 | 1
176F2139 | Powercard 355kW 500V coated inverter |  | DD Spare parts | 0 | 0 | 0 | 0 | 2 | 13379.66 | 1 | 8008.22 | 0 | 0 | 3 | 3 | 21387.88 | 2460 | 0 | 3
176F2141 | Powercard 400kW 500V coated inverter |  | DD Spare parts | 0 | 0 | 0 | 0 | 0 | 0 | 0 | 0 | 6 | 48954.6 | 6 | 6 | 48954.6 | 2460 | 0 | 6
176F2143 | Powercard 355kW 690V coated inverter |  | DD Spare parts | 0 | 0 | 0 | 0 | 0 | 0 | 0 | 0 | 2 | 21911.68 | 2 | 2 | 21911.68 | 2460 | 0 | 2
176F2144 | Powercard 400kW 690V coated inverter |  | DD Spare parts | 0 | 0 | 0 | 0 | 0 | 0 | 0 | 0 | 1 | 9606.91 | 1 | 1 | 9606.91 | 2460 | 0 | 1
176F2148 | spare,pc,12p,PDEFC-XXXP710T7***B******* |  | DD Spare parts | 0 | 0 | 0 | 0 | 0 | 0 | 1 | 7640.94 | 1 | 7526.9 | 2 | 2 | 15167.84 | 2460 | 0 | 2
176F2153 | IXYS SCR/Diode T5 E frm kit incl. busbar |  | DD Spare parts | 0 | 0 | 0 | 0 | 1 | 39767.28 | 0 | 0 | 0 | 0 | 1 | 1 | 39767.28 | 2460 | 0 | 1
176F2187 | Inductor HI LHD E9 Frame |  | DD Spare parts | 0 | 0 | 0 | 0 | 0 | 0 | 1 | 36258.63 | 0 | 0 | 1 | 1 | 36258.63 | 2460 | 0 | 1
176F2219 | POWERCARD AAF400 T4 SERIES 6 |  | DD Spare parts | 0 | 0 | 1 | 6548.71 | 0 | 0 | 2 | 13748.61 | 0 | 0 | 3 | 3 | 20297.32 | 2460 | 1 | 2
176F2222 | 12 Pulse Inverter module P900kW 690V |  | DD Spare parts | 0 | 0 | 0 | 0 | 4 | 1422283.05 | 0 | 0 | 0 | 0 | 4 | 4 | 1422283.05 | 2460 | 0 | 4
176F2243 | Front cover with disc. hole for frame B1 |  | DD Spare parts | 0 | 0 | 0 | 0 | 0 | 0 | 0 | 0 | 2 | 1957.99 | 2 | 2 | 1957.99 | 2460 | 0 | 2
176F2481 | MPIC Card 12pulse 690V small Rectifier |  | DD Spare parts | 0 | 0 | 2 | 9106.68 | 0 | 0 | 0 | 0 | 0 | 0 | 2 | 2 | 9106.68 | 2460 | 0 | 2
176F2547 | spare,assy,wire,can bus,inv,f8,12p |  | DD Spare parts | 0 | 0 | 5 | 6643 | 0 | 0 | 0 | 0 | 0 | 0 | 5 | 5 | 6643 | 2460 | 0 | 5
176F2548 | Fuse, fast acting, 1500A, 690v |  | DD Spare parts | 0 | 0 | 0 | 0 | 0 | 0 | 0 | 0 | 4 | 23682.68 | 4 | 4 | 23682.68 | 2460 | 0 | 4
176F2862 | Inverter Module 12pulse 560kW 690V |  | DD Spare parts | 0 | 0 | 0 | 0 | 2 | 534227.07 | 0 | 0 | 0 | 0 | 2 | 2 | 534227.07 | 2460 | 0 | 2
176F3010 | Rectifier module 12 pulse P560kW 690V |  | DD Spare parts | 0 | 0 | 0 | 0 | 1 | 201680.07 | 0 | 0 | 0 | 0 | 1 | 1 | 201680.07 | 2460 | 0 | 1
176F3014 | Rectifier module 12 pulse P900kW 690V |  | DD Spare parts | 0 | 0 | 0 | 0 | 2 | 314721.29 | 0 | 0 | 0 | 0 | 2 | 2 | 314721.29 | 2460 | 0 | 2
176F3021 | Power card 12 pulse P560kW 500V |  | DD Spare parts | 0 | 0 | 0 | 0 | 0 | 0 | 1 | 7371.02 | 0 | 0 | 1 | 1 | 7371.02 | 2460 | 0 | 1
176F3022 | Power card 12 pulse P630kW 500V |  | DD Spare parts | 0 | 0 | 1 | 9206.7 | 0 | 0 | 0 | 0 | 0 | 0 | 1 | 1 | 9206.7 | 2460 | 0 | 1
176F3033 | Power card 12 pulse P900kW 690V |  | DD Spare parts | 0 | 0 | 0 | 0 | 0 | 0 | 2 | 18440.62 | 0 | 0 | 2 | 2 | 18440.62 | 2460 | 0 | 2
176F3109 | Power Card 525-690V parallel coat P7001 |  | DD Spare parts | 0 | 0 | 1 | 10167.78 | 0 | 0 | 1 | 10358.15 | 0 | 0 | 2 | 2 | 20525.93 | 2460 | 0 | 2
176F3115 | fuse time delay 1A 600V |  | DD Spare parts | 0 | 0 | 0 | 0 | 0 | 0 | 5 | 2463.74 | 0 | 0 | 5 | 5 | 2463.74 | 2460 | 0 | 5
176F3117 | Capacitor bank,450V,8caps,AAF series 6 |  | DD Spare parts | 0 | 0 | 0 | 0 | 0 | 0 | 0 | 0 | 7 | 110238.94 | 7 | 7 | 110238.94 | 2460 | 0 | 7
176F3118 | Contactor AC 3 phase 100A with AUX |  | DD Spare parts | 0 | 0 | 0 | 0 | 0 | 0 | 2 | 9328.21 | 0 | 0 | 2 | 2 | 9328.21 | 2460 | 0 | 2
176F3128 | Power Card 250-400kW 500V Series 6 LHD |  | DD Spare parts | 0 | 0 | 0 | 0 | 1 | 6087.7 | 0 | 0 | 0 | 0 | 1 | 1 | 6087.7 | 2460 | 0 | 1
176F3129 | Power Card AAF190 T4 Series 6 |  | DD Spare parts | 0 | 0 | 0 | 0 | 0 | 0 | 3 | 14381.68 | 0 | 0 | 3 | 3 | 14381.68 | 2460 | 0 | 3
176F3130 | Power Card AAF250 T4 Series 6 |  | DD Spare parts | 0 | 0 | 0 | 0 | 0 | 0 | 3 | 15231.88 | 1 | 2826.06 | 4 | 4 | 18057.94 | 2460 | 0 | 4
176F3131 | Power Card AAF310 T4 Series 6 |  | DD Spare parts | 0 | 0 | 0 | 0 | 0 | 0 | 2 | 10621.22 | 1 | 4453.72 | 3 | 3 | 15074.94 | 2460 | 0 | 3
176F3132 | Capacitor bank,450V,small,AAF series 6 |  | DD Spare parts | 0 | 0 | 0 | 0 | 0 | 0 | 0 | 0 | 8 | 91875.68 | 8 | 8 | 91875.68 | 2460 | 0 | 8
176F3134 | Power Card NO 110kW 380-480V |  | DD Spare parts | 1 | 7157.28 | 0 | 0 | 0 | 0 | 0 | 0 | 0 | 0 | 0 | 1 | 7157.28 | 2460 | 0
176F3136 | Power Card NO 160kW 380-480V |  | DD Spare parts | 1 | 10148.97 | 0 | 0 | 0 | 0 | 0 | 0 | 0 | 0 | 0 | 1 | 10148.97 | 2460 | 0
176F3140 | POWER CARD NO 110kW 380-500V |  | DD Spare parts | 1 | 7990.82 | 0 | 0 | 0 | 0 | 0 | 0 | 0 | 0 | 0 | 1 | 7990.82 | 2460 | 1
176F3143 | POWER CARD NO 200kW 380-500V |  | DD Spare parts | 3 | 26410.61 | 0 | 0 | 0 | 0 | 0 | 0 | 0 | 0 | 0 | 3 | 26410.61 | 2460 | 1
176F3145 | Power Card NO 315kW 380-500V |  | DD Spare parts | 1 | 8105.16 | 0 | 0 | 0 | 0 | 0 | 0 | 0 | 0 | 0 | 1 | 8105.16 | 2460 | 0
176F3149 | Power Card NO 250kW 525-690V |  | DD Spare parts | 0 | 0 | 0 | 0 | 0 | 0 | 0 | 0 | 40 | 377296.8 | 40 | 40 | 377296.8 | 2460 | 0 | 40
176F3150 | Power Card NO 315kW 525-690V |  | DD Spare parts | 0 | 0 | 0 | 0 | 1 | 6524.9 | 0 | 0 | 0 | 0 | 1 | 1 | 6524.9 | 2460 | 0 | 1
176F3153 | Current Scaling Card 4.57 Ohm 400V |  | DD Spare parts | 0 | 0 | 0 | 0 | 0 | 0 | 2 | 260.92 | 0 | 0 | 2 | 2 | 260.92 | 2460 | 0 | 2
176F3158 | Current Scaling Card 4.22 Ohm 400V |  | DD Spare parts | 0 | 0 | 0 | 0 | 0 | 0 | 0 | 0 | 2 | 245 | 2 | 2 | 245 | 2460 | 0 | 2
176F3159 | Inrush Card NO 110-315kW 400V |  | DD Spare parts | 5 | 12632.11 | 0 | 0 | 0 | 0 | 0 | 0 | 0 | 0 | 0 | 5 | 12632.11 | 2460 | 1
176F3160 | Gate Drive Card NO 110-315kW 400V |  | DD Spare parts | 5 | 17108.49 | 0 | 0 | 0 | 0 | 0 | 0 | 0 | 0 | 0 | 5 | 17108.49 | 2460 | 1
176F3161 | BALANCE/HF CARD NO 110-560KW 400V |  | DD Spare parts | 3 | 5095.68 | 0 | 0 | 0 | 0 | 0 | 0 | 0 | 0 | 0 | 3 | 5095.68 | 2460 | 0
176F3162 | IGBT Snubber CAP 1000V 1.5uF wide mount |  | DD Spare parts | 0 | 0 | 1 | 715.21 | 5 | 6020.66 | 0 | 0 | 0 | 0 | 6 | 6 | 6735.87 | 2460 | 0 | 6
176F3164 | Heatsink Fan DC 172x51 |  | DD Spare parts | 0 | 0 | 0 | 0 | 4 | 14242.49 | 0 | 0 | 0 | 0 | 4 | 4 | 14242.49 | 2464 | 1 | 3
176F3164 | Heatsink Fan DC 172x51 |  | DD Spare parts | 5 | 18840.01 | 0 | 0 | 0 | 0 | 0 | 0 | 0 | 0 | 0 | 5 | 18840.01 | 2460 | 1
176F3165 | MIXING FAN DC 40X28 |  | DD Spare parts | 6 | 2357.11 | 0 | 0 | 0 | 0 | 0 | 0 | 0 | 0 | 0 | 6 | 2357.11 | 2460 | 0
176F3166 | Top Fan IP20 DC 80x25 |  | DD Spare parts | 0 | 0 | 0 | 0 | 0 | 0 | 1 | 622.52 | 0 | 0 | 1 | 1 | 622.52 | 2464 | 0 | 1
176F3166 | Top Fan IP20 DC 80x25 |  | DD Spare parts | 2 | 1497.25 | 0 | 0 | 0 | 0 | 0 | 0 | 0 | 0 | 0 | 2 | 1497.25 | 2460 | 0
176F3167 | TOP FAN IP20 DC 80X38 |  | DD Spare parts | 0 | 0 | 1 | 1228.11 | 0 | 0 | 0 | 0 | 0 | 0 | 1 | 1 | 1228.11 | 2464 | 0 | 1
176F3167 | TOP FAN IP20 DC 80X38 |  | DD Spare parts | 4 | 5026.98 | 0 | 0 | 0 | 0 | 0 | 0 | 0 | 0 | 0 | 4 | 5026.98 | 2460 | 0
176F3169 | Door Fan IP21/54 DC 120x38 |  | DD Spare parts | 0 | 0 | 0 | 0 | 0 | 0 | 0 | 0 | 2 | 2525.32 | 2 | 2 | 2525.32 | 2460 | 0 | 2
176F3170 | Fuse 315A 700V Square Body |  | DD Spare parts | 3 | 3615.28 | 0 | 0 | 0 | 0 | 0 | 0 | 0 | 0 | 0 | 3 | 3615.28 | 2460 | 0
176F3172 | Fuse 400A 700V Square Body |  | DD Spare parts | 0 | 0 | 0 | 0 | 0 | 0 | 3 | 5275.22 | 0 | 0 | 3 | 3 | 5275.22 | 2460 | 0 | 3
176F3173 | Fuse 550A 700V Square Body |  | DD Spare parts | 3 | 4110.93 | 0 | 0 | 0 | 0 | 0 | 0 | 0 | 0 | 0 | 3 | 4110.93 | 2460 | 0
176F3174 | Fuse 800A 700V Square Body |  | DD Spare parts | 0 | 0 | 0 | 0 | 3 | 6127.5 | 0 | 0 | 0 | 0 | 3 | 3 | 6127.5 | 2460 | 0 | 3
176F3175 | Cable IGBT Gate Signal D1h D3h |  | DD Spare parts | 3 | 1407.68 | 0 | 0 | 0 | 0 | 0 | 0 | 0 | 0 | 0 | 3 | 1407.68 | 2460 | 2
176F3176 | Cable IGBT Gate Signal D2h D4h |  | DD Spare parts | 0 | 0 | 0 | 0 | 4 | 1697.11 | 0 | 0 | 0 | 0 | 4 | 4 | 1697.11 | 2460 | 0 | 4
176F3177 | Cable IGBT Temp to Gate PCA D1h D3h |  | DD Spare parts | 0 | 0 | 0 | 0 | 0 | 0 | 1 | 521.09 | 0 | 0 | 1 | 1 | 521.09 | 2460 | 0 | 1
176F3178 | Cable IGBT Temp to Gate PCA D2h D4h |  | DD Spare parts | 0 | 0 | 0 | 0 | 2 | 1093.36 | 0 | 0 | 0 | 0 | 2 | 2 | 1093.36 | 2460 | 0 | 2
176F3179 | Cable Brake IGBT Gate Signal D1h D3h |  | DD Spare parts | 0 | 0 | 0 | 0 | 0 | 0 | 0 | 0 | 1 | 590.46 | 1 | 1 | 590.46 | 2460 | 0 | 1
176F3180 | Cable Brake IGBT Gate Signal D2h D4h |  | DD Spare parts | 0 | 0 | 0 | 0 | 0 | 0 | 0 | 0 | 1 | 442.43 | 1 | 1 | 442.43 | 2460 | 0 | 1
176F3181 | Cable LCP to Control Card D1h D3h |  | DD Spare parts | 0 | 0 | 0 | 0 | 0 | 0 | 0 | 0 | 3 | 1595.28 | 3 | 3 | 1595.28 | 2460 | 0 | 3
176F3183 | Cable Control Card to Power Card D1h D3h |  | DD Spare parts | 0 | 0 | 1 | 421.99 | 0 | 0 | 0 | 0 | 0 | 0 | 1 | 1 | 421.99 | 2460 | 0 | 1
176F3319 | Cable Control Card to Power Card D2h/D4h |  | DD Spare parts | 0 | 0 | 0 | 0 | 0 | 0 | 1 | 368.25 | 1 | 343.39 | 2 | 2 | 711.64 | 2460 | 0 | 2
176F3320 | Cable Power Card to Door Fan D1h/D3h |  | DD Spare parts | 0 | 0 | 0 | 0 | 0 | 0 | 0 | 0 | 3 | 2472.05 | 3 | 3 | 2472.05 | 2460 | 0 | 3
176F3321 | Cable Power Card to Door Fan D2h/D4h |  | DD Spare parts | 0 | 0 | 0 | 0 | 0 | 0 | 1 | 648.79 | 0 | 0 | 1 | 1 | 648.79 | 2460 | 0 | 1
176F3322 | Cable Power Card to CT D1h-D3h |  | DD Spare parts | 0 | 0 | 0 | 0 | 1 | 1777.11 | 0 | 0 | 0 | 0 | 1 | 1 | 1777.11 | 2460 | 0 | 1
176F3323 | Cable Power Card to CT D2h/D4h |  | DD Spare parts | 0 | 0 | 0 | 0 | 0 | 0 | 1 | 1210.27 | 0 | 0 | 1 | 1 | 1210.27 | 2460 | 0 | 1
176F3326 | Cable Power Card to HF/RFI D1h/D3h |  | DD Spare parts | 0 | 0 | 0 | 0 | 0 | 0 | 0 | 0 | 3 | 1589.07 | 3 | 3 | 1589.07 | 2460 | 0 | 3
176F3327 | Cable Power Card to HF/RFI D2h/D4h |  | DD Spare parts | 0 | 0 | 0 | 0 | 1 | 503.12 | 0 | 0 | 0 | 0 | 1 | 1 | 503.12 | 2460 | 0 | 1
176F3328 | Cable Power Card to Gate Drive D1h/D3h |  | DD Spare parts | 0 | 0 | 0 | 0 | 0 | 0 | 2 | 848.39 | 0 | 0 | 2 | 2 | 848.39 | 2460 | 0 | 2
176F3329 | Cable Power Card to Gate Drive D2h/D4h |  | DD Spare parts | 0 | 0 | 0 | 0 | 3 | 1252.35 | 0 | 0 | 0 | 0 | 3 | 3 | 1252.35 | 2460 | 0 | 3
176F3331 | Cable Gate Drive to Inrush D1h/D3h |  | DD Spare parts | 0 | 0 | 0 | 0 | 0 | 0 | 3 | 831.09 | 0 | 0 | 3 | 3 | 831.09 | 2460 | 0 | 3
176F3332 | Cable Gate Drive to Inrush D2h/D4h |  | DD Spare parts | 0 | 0 | 0 | 0 | 1 | 280.27 | 0 | 0 | 0 | 0 | 1 | 1 | 280.27 | 2460 | 0 | 1
176F3333 | Cable Inrush to SCR Gate D1h/D3h |  | DD Spare parts | 0 | 0 | 0 | 0 | 0 | 0 | 0 | 0 | 1 | 988.7 | 1 | 1 | 988.7 | 2460 | 0 | 1
176F3336 | Cable Inrush to SCR Gate D2h/D4h |  | DD Spare parts | 0 | 0 | 0 | 0 | 1 | 950.91 | 1 | 922.18 | 0 | 0 | 2 | 2 | 1873.09 | 2460 | 0 | 2
176F3337 | Rectifier SCR/Diode 503amp T4/T5 drive |  | DD Spare parts | 3 | 19951.99 | 0 | 0 | 0 | 0 | 0 | 0 | 0 | 0 | 0 | 3 | 19951.99 | 2460 | 0
176F3338 | Bus Bar SCR AC Input D1h/D3h |  | DD Spare parts | 0 | 0 | 0 | 0 | 0 | 0 | 0 | 0 | 6 | 5146.49 | 6 | 6 | 5146.49 | 2460 | 0 | 6
176F3339 | Bus Bar DC+ Inductor to CAP Bank D1h/D3h |  | DD Spare parts | 0 | 0 | 0 | 0 | 0 | 0 | 0 | 0 | 3 | 4289.9 | 3 | 3 | 4289.9 | 2460 | 0 | 3
176F3340 | Bus Bar DC- Inductor to CAP Bank D1h/D3h |  | DD Spare parts | 0 | 0 | 0 | 0 | 0 | 0 | 0 | 0 | 1 | 3510.19 | 1 | 1 | 3510.19 | 2460 | 0 | 1
176F3341 | Bus Bar IGBT AC output D1h/D3h |  | DD Spare parts | 0 | 0 | 0 | 0 | 0 | 0 | 0 | 0 | 4 | 5209.24 | 4 | 4 | 5209.24 | 2460 | 0 | 4
176F3342 | Air Baffle D2h frame |  | DD Spare parts | 0 | 0 | 0 | 0 | 0 | 0 | 0 | 0 | 3 | 3716.6 | 3 | 3 | 3716.6 | 2460 | 0 | 3
176F3343 | Air Baffle D4h frame |  | DD Spare parts | 0 | 0 | 0 | 0 | 0 | 0 | 0 | 0 | 3 | 4765.74 | 3 | 3 | 4765.74 | 2460 | 0 | 3
176F3344 | Bracket Gate Drive Support D2h/D4h |  | DD Spare parts | 0 | 0 | 1 | 620.89 | 1 | 555.84 | 0 | 0 | 2 | 1431.13 | 4 | 4 | 2607.86 | 2460 | 0 | 4
176F3347 | Bus Bar Assembly Current Sensor D1h/D3h |  | DD Spare parts | 0 | 0 | 0 | 0 | 1 | 3992.6 | 0 | 0 | 0 | 0 | 1 | 1 | 3992.6 | 2460 | 0 | 1
176F3348 | Bracket Inrush Support D1h/D3h |  | DD Spare parts | 0 | 0 | 0 | 0 | 3 | 2175.55 | 0 | 0 | 0 | 0 | 3 | 3 | 2175.55 | 2464 | 0 | 3
176F3348 | Bracket Inrush Support D1h/D3h |  | DD Spare parts | 0 | 0 | 9 | 7596.95 | 0 | 0 | 0 | 0 | 0 | 0 | 9 | 9 | 7596.95 | 2460 | 0 | 9
176F3349 | Bracket gate drive support D1h/D3h |  | DD Spare parts | 0 | 0 | 0 | 0 | 0 | 0 | 0 | 0 | 5 | 3712 | 5 | 5 | 3712 | 2460 | 0 | 5
176F3351 | Air Baffle D3h frame |  | DD Spare parts | 0 | 0 | 0 | 0 | 0 | 0 | 0 | 0 | 1 | 1105.62 | 1 | 1 | 1105.62 | 2460 | 0 | 1
176F3352 | Air Baffle D1h frame |  | DD Spare parts | 0 | 0 | 0 | 0 | 0 | 0 | 0 | 0 | 3 | 2654.78 | 3 | 3 | 2654.78 | 2460 | 0 | 3
176F3353 | Door Fan Filter Dh Frame Package of 10 |  | DD Spare parts | 0 | 0 | 0 | 0 | 0 | 0 | 0 | 0 | 5 | 2664.53 | 5 | 5 | 2664.53 | 2460 | 0 | 5
176F3354 | Insulation Mains Terminals D1h/D3h |  | DD Spare parts | 0 | 0 | 0 | 0 | 0 | 0 | 0 | 0 | 2 | 2618.01 | 2 | 2 | 2618.01 | 2460 | 0 | 2
176F3355 | Insulation Motor Terminals D1h/D3h |  | DD Spare parts | 0 | 0 | 0 | 0 | 0 | 0 | 0 | 0 | 2 | 1441.74 | 2 | 2 | 1441.74 | 2460 | 0 | 2
176F3356 | BUS BAR MOTOR TERMINALS U,V,W D1H/D3H |  | DD Spare parts | 0 | 0 | 0 | 0 | 0 | 0 | 0 | 0 | 2 | 3221.37 | 2 | 2 | 3221.37 | 2460 | 0 | 2
176F3358 | Bus Bar mains, fuse, no RFI D1h/D3h |  | DD Spare parts | 0 | 0 | 0 | 0 | 0 | 0 | 0 | 0 | 1 | 1658.22 | 1 | 1 | 1658.22 | 2460 | 0 | 1
176F3359 | Bus Bar mains, RFI, no fuse D1h/D3h |  | DD Spare parts | 0 | 0 | 0 | 0 | 0 | 0 | 0 | 0 | 1 | 1769.98 | 1 | 1 | 1769.98 | 2460 | 0 | 1
176F3360 | Bus Bar mains, fuse, RFI D1h/D3h |  | DD Spare parts | 0 | 0 | 0 | 0 | 1 | 1073.64 | 0 | 0 | 0 | 0 | 1 | 1 | 1073.64 | 2460 | 0 | 1
176F3361 | Bracket Inrush Support D2h/D4h |  | DD Spare parts | 0 | 0 | 1 | 750.55 | 1 | 664.68 | 0 | 0 | 2 | 1248.73 | 4 | 4 | 2663.96 | 2460 | 0 | 4
176F3363 | IGBT DUAL MODULE 600A, T4/T5 |  | DD Spare parts | 0 | 0 | 0 | 0 | 3 | 23158.15 | 0 | 0 | 0 | 0 | 3 | 3 | 23158.15 | 2464 | 0 | 3
176F3363 | IGBT DUAL MODULE 600A, T4/T5 |  | DD Spare parts | 3 | 24926.73 | 0 | 0 | 0 | 0 | 0 | 0 | 0 | 0 | 0 | 3 | 24926.73 | 2460 | 0
176F3364 | IGBT Dual Module 600amp T4/T5 Drive |  | DD Spare parts | 0 | 0 | 2 | 0 | 1 | 27832.44 | 0 | 0 | 0 | 0 | 3 | 3 | 27832.44 | 2464 | 0 | 3
176F3364 | IGBT Dual Module 600amp T4/T5 Drive |  | DD Spare parts | 1 | 9828.91 | 3 | 30738.9 | 0 | 0 | 0 | 0 | 0 | 0 | 3 | 4 | 40567.81 | 2460 | 0 | 3
176F3365 | IGBT Dual Module 900amp T4/T5 Drive |  | DD Spare parts | 1 | 14255.83 | 2 | 28290.06 | 0 | 0 | 0 | 0 | 0 | 0 | 2 | 3 | 42545.89 | 2460 | 0 | 2
176F3366 | IGBT Brake Module 450amp |  | DD Spare parts | 0 | 0 | 0 | 0 | 0 | 0 | 0 | 0 | 4 | 48651.76 | 4 | 4 | 48651.76 | 2460 | 0 | 4
176F3367 | IGBT Brake Module 650amp |  | DD Spare parts | 0 | 0 | 0 | 0 | 0 | 0 | 1 | 29988.86 | 0 | 0 | 1 | 1 | 29988.86 | 2460 | 0 | 1
176F3368 | Bus Bar Motor Terminals U,V,W D2h/D4h |  | DD Spare parts | 0 | 0 | 0 | 0 | 1 | 4720.48 | 0 | 0 | 0 | 0 | 1 | 1 | 4720.48 | 2460 | 0 | 1
176F3369 | Insulation Mains Terminals D2h/D4h |  | DD Spare parts | 0 | 0 | 1 | 1143.06 | 0 | 0 | 0 | 0 | 0 | 0 | 1 | 1 | 1143.06 | 2460 | 0 | 1
176F3370 | Insulation Motor Terminals D2h/D4h |  | DD Spare parts | 0 | 0 | 0 | 0 | 1 | 833.09 | 1 | 763.33 | 0 | 0 | 2 | 2 | 1596.42 | 2460 | 0 | 2
176F3371 | Bus Bar Mains,no Fuse,no RFI D2h/D4h |  | DD Spare parts | 0 | 0 | 0 | 0 | 1 | 7534.34 | 0 | 0 | 0 | 0 | 1 | 1 | 7534.34 | 2460 | 0 | 1
176F3372 | Bus Bar Mains,Fuse,no RFI D2h/D4h |  | DD Spare parts | 0 | 0 | 1 | 5675.88 | 0 | 0 | 0 | 0 | 0 | 0 | 1 | 1 | 5675.88 | 2460 | 0 | 1
176F3373 | Bus Bar Mains,RFI,no fuse D2h/D4h |  | DD Spare parts | 0 | 0 | 0 | 0 | 1 | 2631.3 | 0 | 0 | 1 | 3921.87 | 2 | 2 | 6553.17 | 2460 | 0 | 2
176F3375 | Door Vent Kit IP21/IP54 |  | DD Spare parts | 0 | 0 | 1 | 2967.51 | 0 | 0 | 0 | 0 | 0 | 0 | 1 | 1 | 2967.51 | 2460 | 0 | 1
176F3376 | Bus Bar SCR AC Input small D2h/D4h |  | DD Spare parts | 0 | 0 | 0 | 0 | 0 | 0 | 0 | 0 | 3 | 2486.81 | 3 | 3 | 2486.81 | 2460 | 0 | 3
176F3377 | Bus Bar SCR AC Input large D2h/D4h |  | DD Spare parts | 0 | 0 | 0 | 0 | 0 | 0 | 0 | 0 | 6 | 7297.5 | 6 | 6 | 7297.5 | 2460 | 0 | 6
176F3378 | Bus Bar SCR DC Output small D2h/D4h |  | DD Spare parts | 0 | 0 | 0 | 0 | 0 | 0 | 0 | 0 | 2 | 1704.55 | 2 | 2 | 1704.55 | 2460 | 0 | 2
176F3379 | Bus Bar SCR DC Output large D2h/D4h |  | DD Spare parts | 0 | 0 | 0 | 0 | 0 | 0 | 0 | 0 | 2 | 2567.06 | 2 | 2 | 2567.06 | 2460 | 0 | 2
176F3380 | Bus Bar DC+ SCR to DC Coil D2h/D4h |  | DD Spare parts | 0 | 0 | 0 | 0 | 0 | 0 | 0 | 0 | 1 | 1358.43 | 1 | 1 | 1358.43 | 2460 | 0 | 1
176F3381 | Bus Bar DC- SCR to DC Coil D2h/D4h |  | DD Spare parts | 0 | 0 | 1 | 3657.16 | 0 | 0 | 0 | 0 | 0 | 0 | 1 | 1 | 3657.16 | 2460 | 0 | 1
176F3384 | Bus Bar IGBT AC Output D2h/D4h |  | DD Spare parts | 0 | 0 | 1 | 690.61 | 1 | 733 | 0 | 0 | 0 | 0 | 2 | 2 | 1423.61 | 2460 | 0 | 2
176F3386 | Bus Bar Assembly CAP Bank 400V D2h/D4h |  | DD Spare parts | 0 | 0 | 1 | 17476.31 | 0 | 0 | 0 | 0 | 0 | 0 | 1 | 1 | 17476.31 | 2460 | 0 | 1
176F3387 | RFI Card NO 110-315 kW 400V |  | DD Spare parts | 0 | 0 | 0 | 0 | 0 | 0 | 0 | 0 | 4 | 7123.21 | 4 | 4 | 7123.21 | 2460 | 0 | 4
176F3395 | Cable Set LCL Capacitor small AAF/LHD |  | DD Spare parts | 0 | 0 | 0 | 0 | 0 | 0 | 5 | 7702.15 | 0 | 0 | 5 | 5 | 7702.15 | 2460 | 0 | 5
176F3401 | Cable Set Softcharge Circuit AAF/LHD |  | DD Spare parts | 0 | 0 | 0 | 0 | 0 | 0 | 1 | 1780.93 | 2 | 2118.05 | 3 | 3 | 3898.98 | 2460 | 0 | 3
176F3410 | VLT® drive replace adptr plate d2h d4h |  | Accessories for Electrical Drives | 0 | 0 | 0 | 0 | 0 | 0 | 0 | 0 | 3 | 4568.76 | 3 | 3 | 4568.76 | 2460 | 0 | 3
176F3415 | CURRENT SCALING CARD 2.67 OHM |  | DD Spare parts | 0 | 0 | 1 | 967.34 | 0 | 0 | 0 | 0 | 0 | 0 | 1 | 1 | 967.34 | 2460 | 0 | 1
176F3418 | Gate Drive Card use 176F3516 |  | DD Spare parts | 0 | 0 | 0 | 0 | 0 | 0 | 0 | 0 | 1 | 10024.54 | 1 | 1 | 10024.54 | 2460 | 0 | 1
176F3445 | Cable Current Sensor to AFC AAF |  | DD Spare parts | 0 | 0 | 0 | 0 | 1 | 1368.54 | 0 | 0 | 0 | 0 | 1 | 1 | 1368.54 | 2460 | 0 | 1
176F3452 | Pedestal Kit, 200mm, D5h/D6h |  | Accessories for Electrical Drives | 0 | 0 | 0 | 0 | 0 | 0 | 1 | 3811.34 | 0 | 0 | 1 | 1 | 3811.34 | 2460 | 0 | 1
176F3480 | Power Terminal Cover IP20 D4h enclosure |  | DD Spare parts | 0 | 0 | 0 | 0 | 0 | 0 | 0 | 0 | 1 | 565.58 | 1 | 1 | 565.58 | 2460 | 0 | 1
176F3491 | Wind Power Stack PIF PCA |  | DD Spare parts | 0 | 0 | 0 | 0 | 0 | 0 | 0 | 0 | 1 | 5836.58 | 1 | 1 | 5836.58 | 2460 | 0 | 1
176F3504 | POWER CARD RUGGED NO 132KW 380-500V |  | DD Spare parts | 0 | 0 | 0 | 0 | 0 | 0 | 2 | 8439.12 | 1 | 23351.05 | 3 | 3 | 31790.17 | 2460 | 0 | 3
176F3505 | POWER CARD RUGGED NO 160KW 380-500V |  | DD Spare parts | 0 | 0 | 0 | 0 | 0 | 0 | 2 | 15620.26 | 3 | 39156.94 | 5 | 5 | 54777.2 | 2460 | 0 | 5
176F3506 | Power Card Rugged NO 200kW 380-500V |  | DD Spare parts | 0 | 0 | 0 | 0 | 0 | 0 | 1 | 7429.48 | 3 | 38692.58 | 4 | 4 | 46122.06 | 2460 | 0 | 4
176F3507 | Power Card Rugged NO 250kW 380-500V |  | DD Spare parts | 0 | 0 | 0 | 0 | 0 | 0 | 2 | 15406.65 | 0 | 0 | 2 | 2 | 15406.65 | 2460 | 1 | 1
176F3508 | Power Card Rugged NO 315kW 380-500V |  | DD Spare parts | 0 | 0 | 0 | 0 | 0 | 0 | 0 | 0 | 2 | 11787.18 | 2 | 2 | 11787.18 | 2460 | 0 | 2
176F3509 | Power Card Rugged NO 110kW 380-480V |  | DD Spare parts | 0 | 0 | 0 | 0 | 0 | 0 | 0 | 0 | 2 | 10048.56 | 2 | 2 | 10048.56 | 2460 | 0 | 2
176F3510 | Power Card Rugged NO 132kW 380-480V |  | DD Spare parts | 0 | 0 | 0 | 0 | 0 | 0 | 0 | 0 | 2 | 11745.73 | 2 | 2 | 11745.73 | 2460 | 0 | 2
176F3511 | Power Card Rugged NO 160kW 380-480V |  | DD Spare parts | 0 | 0 | 0 | 0 | 0 | 0 | 2 | 13628.45 | 0 | 0 | 2 | 2 | 13628.45 | 2460 | 0 | 2
176F3512 | Power Card Rugged NO 200kW 380-480V |  | DD Spare parts | 0 | 0 | 0 | 0 | 0 | 0 | 0 | 0 | 2 | 14722.58 | 2 | 2 | 14722.58 | 2460 | 0 | 2
176F3513 | Power Card Rugged NO 250kW 380-480V |  | DD Spare parts | 0 | 0 | 0 | 0 | 0 | 0 | 1 | 6958.56 | 1 | 6208.22 | 2 | 2 | 13166.78 | 2460 | 0 | 2
176F3514 | Power Card Rugged NO 315kW 380-480V |  | DD Spare parts | 0 | 0 | 0 | 0 | 0 | 0 | 1 | 5796.14 | 1 | 7123.06 | 2 | 2 | 12919.2 | 2460 | 0 | 2
176F3517 | Inrush Card Rugged NO 110-315kW 400V |  | DD Spare parts | 0 | 0 | 1 | 5159.71 | 0 | 0 | 0 | 0 | 0 | 0 | 1 | 1 | 5159.71 | 2460 | 0 | 1
176F3540 | Heatsink fan cover Dh Frames |  | DD Spare parts | 0 | 0 | 0 | 0 | 0 | 0 | 0 | 0 | 1 | 208.95 | 1 | 1 | 208.95 | 2460 | 0 | 1
176F3544 | DC Link Coil small Dh Frame 140uH |  | DD Spare parts | 0 | 0 | 0 | 0 | 0 | 0 | 0 | 0 | 5 | 55961.93 | 5 | 5 | 55961.93 | 2460 | 0 | 5
176F3545 | DC Link Coil small Dh Frame 122uH |  | DD Spare parts | 0 | 0 | 1 | 13965.39 | 0 | 0 | 0 | 0 | 0 | 0 | 1 | 1 | 13965.39 | 2460 | 0 | 1
176F3546 | Cable Inverter Module DC Link Jumper |  | DD Spare parts | 0 | 0 | 4 | 3977.44 | 0 | 0 | 0 | 0 | 0 | 0 | 4 | 4 | 3977.44 | 2460 | 0 | 4
176F3630 | Cooling Kit, in btm/out top, 2000mm, D4h |  | Accessories for Electrical Drives | 0 | 0 | 0 | 0 | 0 | 0 | 0 | 0 | 4 | 23587.57 | 4 | 4 | 23587.57 | 2460 | 0 | 4
176F3632 | Pedestal Kit, 400mm, D2h |  | Accessories for Electrical Drives | 0 | 0 | 0 | 0 | 0 | 0 | 0 | 0 | 1 | 7604.88 | 1 | 1 | 7604.88 | 2460 | 0 | 1
176F3724 | AF-6h, Current Scaling 315kW 460V, LD |  | DD Spare parts | 0 | 0 | 0 | 0 | 0 | 0 | 0 | 0 | 2 | 1178.58 | 2 | 2 | 1178.58 | 2460 | 0 | 2
176F3737 | 500A Current Sensor Conversion Kit |  | DD Spare parts | 0 | 0 | 0 | 0 | 5 | 52586.71 | 0 | 0 | 0 | 0 | 5 | 5 | 52586.71 | 2464 | 0 | 5
176F3737 | 500A Current Sensor Conversion Kit |  | DD Spare parts | 4 | 47480.94 | 0 | 0 | 0 | 0 | 0 | 0 | 0 | 0 | 0 | 4 | 47480.94 | 2460 | 0
176F3746 | 500A Current Sensor Retrofit Kit E-frame |  | DD Spare parts | 0 | 0 | 0 | 0 | 0 | 0 | 3 | 20571.54 | 15 | 100083.54 | 18 | 18 | 120655.08 | 2460 | 0 | 18
176F3747 | 500A Current Sensor Retrofit Kit F-frame |  | DD Spare parts | 1 | 10409.24 | 1 | 11461.93 | 0 | 0 | 0 | 0 | 0 | 0 | 1 | 2 | 21871.17 | 2460 | 0 | 1
176F3752 | 300A Current Sensor Conv. Kit - D2 Frame |  | DD Spare parts | 1 | 10787.77 | 3 | 53104.62 | 0 | 0 | 0 | 0 | 0 | 0 | 3 | 4 | 63892.39 | 2460 | 0 | 3
176F3759 | 500A CURRENT SENSOR RETROFIT KIT AAF/LHD |  | DD Spare parts | 0 | 0 | 1 | 14294.81 | 2 | 25987.98 | 0 | 0 | 0 | 0 | 3 | 3 | 40282.79 | 2460 | 0 | 3
176F3766 | 500A CURRENT SENSOR RETROFIT KIT P407 |  | DD Spare parts | 1 | 8884.48 | 0 | 0 | 1 | 8659.64 | 1 | 9109.32 | 0 | 0 | 2 | 3 | 26653.44 | 2460 | 0 | 2
176F3799 | 300A CURRENT SENSOR RETROFIT KIT P407 |  | DD Spare parts | 0 | 0 | 3 | 39298.54 | 0 | 0 | 0 | 0 | 0 | 0 | 3 | 3 | 39298.54 | 2460 | 0 | 3
176F5721 | DC Link Coil large Dh Frame 98uH |  | DD Spare parts | 0 | 0 | 0 | 0 | 0 | 0 | 0 | 0 | 1 | 12436.32 | 1 | 1 | 12436.32 | 2460 | 0 | 1
176F5723 | DC Link Coil Large Dh Frame 78uH |  | DD Spare parts | 0 | 0 | 0 | 0 | 0 | 0 | 2 | 27771.73 | 0 | 0 | 2 | 2 | 27771.73 | 2460 | 0 | 2
176F5724 | DC Link Coil large Dh Frame 65uH |  | DD Spare parts | 0 | 0 | 1 | 15453.94 | 0 | 0 | 0 | 0 | 0 | 0 | 1 | 1 | 15453.94 | 2460 | 0 | 1
176F5748 | Top Plate Assembly D4h |  | DD Spare parts | 0 | 0 | 0 | 0 | 2 | 4572.74 | 0 | 0 | 0 | 0 | 2 | 2 | 4572.74 | 2460 | 0 | 2
176F6321 | Gate Drive Board Coated E/F Frame T7 |  | DD Spare parts | 0 | 0 | 0 | 0 | 0 | 0 | 2 | 8997.42 | 3 | 22143.99 | 5 | 5 | 31141.41 | 2460 | 0 | 5
176F6322 | T7 Gate Drive Retrofit Kit - F Frame |  | DD Spare parts | 0 | 0 | 0 | 0 | 0 | 0 | 0 | 0 | 4 | 19249.32 | 4 | 4 | 19249.32 | 2460 | 0 | 4
176F6327 | Cable LCP to Control Card F10/F12 |  | DD Spare parts | 0 | 0 | 0 | 0 | 0 | 0 | 0 | 0 | 5 | 4593.33 | 5 | 5 | 4593.33 | 2460 | 0 | 5
176F6338 | Inductor LC AAF D14 Frame |  | DD Spare parts | 0 | 0 | 0 | 0 | 0 | 0 | 1 | 27835.81 | 0 | 0 | 1 | 1 | 27835.81 | 2460 | 0 | 1
176F6395 | Heatsink Fan DC 172x51 Low Speed |  | DD Spare parts | 0 | 0 | 0 | 0 | 0 | 0 | 0 | 0 | 2 | 0 | 2 | 2 | 0 | 2464 | 0 | 2
176F6395 | Heatsink Fan DC 172x51 Low Speed |  | DD Spare parts | 0 | 0 | 4 | 0 | 0 | 0 | 0 | 0 | 0 | 0 | 4 | 4 | 0 | 2460 | 0 | 4
176F6447 | Board Mount Current Sensors +/-1275A |  | DD Spare parts | 0 | 0 | 0 | 0 | 0 | 0 | 1 | 1571.68 | 0 | 0 | 1 | 1 | 1571.68 | 2460 | 0 | 1
176F6513 | Inductor LC AAF E1 Frame 400A |  | DD Spare parts | 0 | 0 | 0 | 0 | 1 | 74132.25 | 0 | 0 | 0 | 0 | 1 | 1 | 74132.25 | 2460 | 0 | 1
176F6515 | Current Sensor 300Amp |  | DD Spare parts | 0 | 0 | 0 | 0 | 1 | 1362.85 | 0 | 0 | 0 | 0 | 1 | 1 | 1362.85 | 2460 | 0 | 1
176F6516 | 300A Current Sensor Conv. Kit - D1 Frame |  | DD Spare parts | 2 | 30439.46 | 1 | 14311.79 | 1 | 18769.06 | 0 | 0 | 0 | 0 | 2 | 4 | 63520.31 | 2460 | 1 | 1
176F6623 | INRUSH CARD 400V |  | DD Spare parts | 1 | 5684.48 | 0 | 0 | 0 | 0 | 0 | 0 | 0 | 0 | 0 | 1 | 5684.48 | 2460 | 0
176F6626 | RFI CARD DIFF HIGH POWER |  | DD Spare parts | 0 | 0 | 0 | 0 | 3 | 3542.52 | 0 | 0 | 0 | 0 | 3 | 3 | 3542.52 | 2460 | 0 | 3
176F6628 | CURRENT SCALING CARD 2.45 OHM |  | DD Spare parts | 0 | 0 | 0 | 0 | 1 | 659.77 | 0 | 0 | 0 | 0 | 1 | 1 | 659.77 | 2460 | 0 | 1
176F6630 | CURRENT SCALING CARD 2.02 OHM |  | DD Spare parts | 0 | 0 | 0 | 0 | 1 | 643 | 0 | 0 | 0 | 0 | 1 | 1 | 643 | 2460 | 0 | 1
176F6631 | CURRENT SCALING CARD 1.83 OHM |  | DD Spare parts | 0 | 0 | 0 | 0 | 1 | 643 | 0 | 0 | 0 | 0 | 1 | 1 | 643 | 2460 | 0 | 1
176F6633 | current transducer 1000 A P4001 |  | DD Spare parts | 0 | 0 | 0 | 0 | 6 | 21292.51 | 0 | 0 | 0 | 0 | 6 | 6 | 21292.51 | 2460 | 0 | 6
176F6634 | CAPACITOR T5 |  | DD Spare parts | 0 | 0 | 0 | 0 | 16 | 26764.69 | 0 | 0 | 0 | 0 | 16 | 16 | 26764.69 | 2460 | 0 | 16
176F6636 | FAN, TOP/DOOR P4001 E1-E4 |  | DD Spare parts | 0 | 0 | 2 | 12961.13 | 0 | 0 | 0 | 0 | 0 | 0 | 2 | 2 | 12961.13 | 2460 | 0 | 2
176F6637 | FAN, HEATSINK, UL 12 P4001 |  | DD Spare parts | 0 | 0 | 0 | 0 | 3 | 8532.64 | 0 | 0 | 0 | 0 | 3 | 3 | 8532.64 | 2460 | 0 | 3
176F6638 | FAN POWER CARD HIGH POWER |  | DD Spare parts | 0 | 0 | 0 | 0 | 2 | 17287.96 | 0 | 0 | 0 | 0 | 2 | 2 | 17287.96 | 2460 | 0 | 2
176F6639 | FUSE, T5 P4001 |  | DD Spare parts | 0 | 0 | 1 | 3854.28 | 0 | 0 | 0 | 0 | 0 | 0 | 1 | 1 | 3854.28 | 2460 | 0 | 1
176F6641 | IGBT MODULE 600 A T4/T5 |  | DD Spare parts | 0 | 0 | 0 | 0 | 3 | 19024.85 | 0 | 0 | 0 | 0 | 3 | 3 | 19024.85 | 2460 | 0 | 3
176F6642 | IGBT MODULE 900 A T4/T5 |  | DD Spare parts | 0 | 0 | 0 | 0 | 3 | 32889.87 | 0 | 0 | 0 | 0 | 3 | 3 | 32889.87 | 2460 | 0 | 3
176F6645 | IGBT MODULE 450 A E1,E3 BRAKE |  | DD Spare parts | 0 | 0 | 0 | 0 | 2 | 12301.52 | 0 | 0 | 0 | 0 | 2 | 2 | 12301.52 | 2460 | 0 | 2
176F6646 | IGBT MODULE 450 E2, E4 BRAKE |  | DD Spare parts | 0 | 0 | 0 | 0 | 2 | 19482.07 | 0 | 0 | 0 | 0 | 2 | 2 | 19482.07 | 2460 | 0 | 2
176F6668 | cover, E3 front, top panel |  | DD Spare parts | 0 | 0 | 0 | 0 | 1 | 5698.34 | 0 | 0 | 0 | 0 | 1 | 1 | 5698.34 | 2460 | 0 | 1
176F6749 | ASSY,KIT,MUFFLER BOX,D2 |  | DD Spare parts | 0 | 0 | 0 | 0 | 1 | 12723.58 | 2 | 26362.5 | 0 | 0 | 3 | 3 | 39086.08 | 2460 | 0 | 3
176F8305 | Gate drive PCA coated D frame |  | DD Spare parts | 0 | 0 | 1 | 5056.69 | 0 | 0 | 0 | 0 | 0 | 0 | 1 | 1 | 5056.69 | 2460 | 0 | 1
176F8306 | Softcharge PCA w/ brkt coat. D frame |  | DD Spare parts | 0 | 0 | 0 | 0 | 0 | 0 | 1 | 3475.84 | 0 | 0 | 1 | 1 | 3475.84 | 2464 | 1
176F8307 | High frequency PCA D/E/F frame T4/T5 |  | DD Spare parts | 0 | 0 | 0 | 0 | 0 | 0 | 0 | 0 | 1 | 503.13 | 1 | 1 | 503.13 | 2464 | 0 | 1
176F8307 | High frequency PCA D/E/F frame T4/T5 |  | DD Spare parts | 1 | 536.6 | 0 | 0 | 0 | 0 | 0 | 0 | 0 | 0 | 0 | 1 | 536.6 | 2460 | 0
176F8309 | Current Scaling Card 3.79 OHM coated |  | DD Spare parts | 0 | 0 | 2 | 450.27 | 0 | 0 | 0 | 0 | 0 | 0 | 2 | 2 | 450.27 | 2460 | 0 | 2
176F8310 | Current Scaling Card 3.10 OHM coated |  | DD Spare parts | 0 | 0 | 0 | 0 | 0 | 0 | 0 | 0 | 3 | 677.22 | 3 | 3 | 677.22 | 2460 | 0 | 3
176F8311 | Current Scaling Card 2.56 OHM coated |  | DD Spare parts | 2 | 449.68 | 0 | 0 | 0 | 0 | 0 | 0 | 0 | 0 | 0 | 2 | 449.68 | 2460 | 1
176F8316 | IGBT single kit 400AMP 1700V brake |  | DD Spare parts | 0 | 0 | 1 | 12229.82 | 0 | 0 | 1 | 9380.77 | 0 | 0 | 2 | 2 | 21610.59 | 2460 | 0 | 2
176F8317 | USE 176F8318 Rectifier SCR 181A 1600V |  | DD Spare parts | 0 | 0 | 0 | 0 | 0 | 0 | 0 | 0 | 3 | 11004.1 | 3 | 3 | 11004.1 | 2464 | 0 | 3
176F8317 | USE 176F8318 Rectifier SCR 181A 1600V |  | DD Spare parts | 0 | 0 | 3 | 12070.89 | 0 | 0 | 0 | 0 | 0 | 0 | 3 | 3 | 12070.89 | 2460 | 0 | 3
176F8318 | Rectifier SCR 181A 1600V |  | DD Spare parts | 0 | 0 | 0 | 0 | 3 | 13318.92 | 0 | 0 | 0 | 0 | 3 | 3 | 13318.92 | 2464 | 8
176F8318 | Rectifier SCR 181A 1600V |  | DD Spare parts | 9 | 43998.18 | 0 | 0 | 0 | 0 | 0 | 0 | 0 | 0 | 0 | 9 | 43998.18 | 2460 | 8
176F8319 | Rectifier SCR 250A 1600V |  | DD Spare parts | 0 | 0 | 0 | 0 | 1 | 4599.26 | 0 | 0 | 0 | 0 | 1 | 1 | 4599.26 | 2460 | 0 | 1
176F8320 | Rectifier SCR 330A 1600V |  | DD Spare parts | 7 | 45631.55 | 0 | 0 | 0 | 0 | 0 | 0 | 0 | 0 | 0 | 7 | 45631.55 | 2460 | 13
176F8321 | Heatsink thermistor assembly for frame F |  | DD Spare parts | 0 | 0 | 1 | 173.74 | 0 | 0 | 0 | 0 | 0 | 0 | 1 | 1 | 173.74 | 2460 | 0 | 1
176F8322 | Softcharge resistor assy. 27OHM 110W |  | DD Spare parts | 0 | 0 | 0 | 0 | 0 | 0 | 1 | 1130.19 | 1 | 1322.71 | 2 | 2 | 2452.9 | 2460 | 0 | 2
176F8323 | IGBT snubber CAP 1000V 1.5UF |  | DD Spare parts | 0 | 0 | 0 | 0 | 0 | 0 | 0 | 0 | 6 | 4567.77 | 6 | 6 | 4567.77 | 2464 | 0 | 6
176F8323 | IGBT snubber CAP 1000V 1.5UF |  | DD Spare parts | 4 | 4106.29 | 0 | 0 | 0 | 0 | 0 | 0 | 0 | 0 | 0 | 4 | 4106.29 | 2460 | 0
176F8325 | Cap bank 450V 6 cap |  | DD Spare parts | 1 | 15281.8 | 0 | 0 | 0 | 0 | 0 | 0 | 0 | 0 | 0 | 1 | 15281.8 | 2460 | 0
176F8329 | Heatsink fan assy. for frame D |  | DD Spare parts | 0 | 0 | 1 | 5208.29 | 0 | 0 | 0 | 0 | 0 | 0 | 1 | 1 | 5208.29 | 2460 | 0 | 1
176F8330 | Door fan kit for frame D/E |  | DD Spare parts | 0 | 0 | 0 | 0 | 1 | 3296.92 | 3 | 9116.39 | 0 | 0 | 4 | 4 | 12413.31 | 2460 | 0 | 4
176F8332 | Fan filter for frame D 10 per PKG. |  | DD Spare parts | 0 | 0 | 0 | 0 | 0 | 0 | 0 | 0 | 1 | 332.01 | 1 | 1 | 332.01 | 2460 | 0 | 1
176F8333 | Door/top fan for frame D |  | DD Spare parts | 0 | 0 | 2 | 5062.55 | 0 | 0 | 0 | 0 | 0 | 0 | 2 | 2 | 5062.55 | 2460 | 0 | 2
176F8334 | Fuse ultra fast 350AMP 700V |  | DD Spare parts | 0 | 0 | 0 | 0 | 0 | 0 | 5 | 2974.47 | 0 | 0 | 5 | 5 | 2974.47 | 2460 | 0 | 5
176F8335 | Fuse ultra fast 630AMP 700V |  | DD Spare parts | 3 | 2553.82 | 0 | 0 | 0 | 0 | 0 | 0 | 0 | 0 | 0 | 3 | 2553.82 | 2460 | 0
176F8336 | Fuse internal softcharge 20AMP 500V |  | DD Spare parts | 5 | 1604.8 | 0 | 0 | 0 | 0 | 0 | 0 | 0 | 0 | 0 | 5 | 1604.8 | 2460 | 5
176F8337 | Inductor bus 90kW T5 |  | DD Spare parts | 0 | 0 | 0 | 0 | 0 | 0 | 0 | 0 | 2 | 14219.66 | 2 | 2 | 14219.66 | 2460 | 0 | 2
176F8340 | Inductor bus 160kW T5 / 315kW T7 |  | DD Spare parts | 0 | 0 | 0 | 0 | 0 | 0 | 0 | 0 | 1 | 12541.12 | 1 | 1 | 12541.12 | 2460 | 0 | 1
176F8342 | Current sensor 300AMP |  | DD Spare parts | 2 | 2607.2 | 6 | 7816.02 | 0 | 0 | 0 | 0 | 0 | 0 | 6 | 8 | 10423.22 | 2460 | 2 | 4
176F8343 | Current sensor 500AMP |  | DD Spare parts | 0 | 0 | 0 | 0 | 0 | 0 | 4 | 6788.75 | 0 | 0 | 4 | 4 | 6788.75 | 2460 | 0 | 4
176F8344 | Fan transformer assy. D frame |  | DD Spare parts | 0 | 0 | 0 | 0 | 0 | 0 | 2 | 2048.01 | 0 | 0 | 2 | 2 | 2048.01 | 2460 | 0 | 2
176F8347 | Mains disconnect 400A 600V D2 frame |  | DD Spare parts | 0 | 0 | 0 | 0 | 1 | 16019.95 | 0 | 0 | 0 | 0 | 1 | 1 | 16019.95 | 2460 | 0 | 1
176F8348 | Disconnect handle rod D2 frame |  | DD Spare parts | 0 | 0 | 0 | 0 | 1 | 1104.54 | 0 | 0 | 0 | 0 | 1 | 1 | 1104.54 | 2460 | 0 | 1
176F8351 | Cable gate drive to IGBT mod. D2 frame |  | DD Spare parts | 1 | 954.14 | 0 | 0 | 0 | 0 | 0 | 0 | 0 | 0 | 0 | 1 | 954.14 | 2460 | 0
176F8352 | Cable IGBT temp. IGBT mod. to gate drive |  | DD Spare parts | 1 | 160.27 | 0 | 0 | 0 | 0 | 0 | 0 | 0 | 0 | 0 | 1 | 160.27 | 2460 | 1
176F8355 | Cable softcharge to DC bus D frame |  | DD Spare parts | 1 | 2576.8 | 0 | 0 | 0 | 0 | 0 | 0 | 0 | 0 | 0 | 1 | 2576.8 | 2460 | 0
176F8356 | Cable DC bus to power card D frame |  | DD Spare parts | 1 | 2581.18 | 0 | 0 | 0 | 0 | 0 | 0 | 0 | 0 | 0 | 1 | 2581.18 | 2460 | 0
176F8357 | Cable power card to SCR D2 frame |  | DD Spare parts | 0 | 0 | 2 | 461.7 | 0 | 0 | 0 | 0 | 0 | 0 | 2 | 2 | 461.7 | 2460 | 0 | 2
176F8363 | Cable power card to gate drive card D1 |  | DD Spare parts | 0 | 0 | 0 | 0 | 0 | 0 | 2 | 124.73 | 0 | 0 | 2 | 2 | 124.73 | 2460 | 0 | 2
176F8364 | Cable gate drive card to IGBT mod. D1 |  | DD Spare parts | 0 | 0 | 1 | 1597.9 | 0 | 0 | 0 | 0 | 0 | 0 | 1 | 1 | 1597.9 | 2460 | 0 | 1
176F8371 | Insulation block mains/motor terminal |  | DD Spare parts | 0 | 0 | 0 | 0 | 1 | 299.23 | 0 | 0 | 0 | 0 | 1 | 1 | 299.23 | 2460 | 0 | 1
176F8372 | Insulation block brake/loadshr. terminal |  | DD Spare parts | 0 | 0 | 0 | 0 | 0 | 0 | 0 | 0 | 1 | 204.2 | 1 | 1 | 204.2 | 2460 | 0 | 1
176F8374 | Busbar mains/motor terminal D1 frame |  | DD Spare parts | 0 | 0 | 0 | 0 | 0 | 0 | 0 | 0 | 1 | 428.36 | 1 | 1 | 428.36 | 2460 | 0 | 1
176F8376 | Busbar assy. capbank to IGBT D1 frame |  | DD Spare parts | 0 | 0 | 0 | 0 | 0 | 0 | 1 | 1471.13 | 1 | 1419.23 | 2 | 2 | 2890.36 | 2460 | 0 | 2
176F8378 | Busbar upper IGBT input assy. D2 frame |  | DD Spare parts | 0 | 0 | 0 | 0 | 0 | 0 | 0 | 0 | 2 | 2988.48 | 2 | 2 | 2988.48 | 2460 | 0 | 2
176F8399 | Busbar left loadshare/brake terminal |  | DD Spare parts | 0 | 0 | 0 | 0 | 0 | 0 | 0 | 0 | 1 | 1161.7 | 1 | 1 | 1161.7 | 2460 | 0 | 1
176F8404 | Busbar right loadshare/brake terminal |  | DD Spare parts | 0 | 0 | 0 | 0 | 0 | 0 | 1 | 929.15 | 1 | 3376.82 | 2 | 2 | 4305.97 | 2460 | 0 | 2
176F8410 | Busbar mounting standoffs D/E/F frame |  | DD Spare parts | 0 | 0 | 0 | 0 | 0 | 0 | 0 | 0 | 1 | 1205.24 | 1 | 1 | 1205.24 | 2460 | 0 | 1
176F8434 | Rectifier SCR 464AMP 2200V |  | DD Spare parts | 0 | 0 | 0 | 0 | 0 | 0 | 0 | 0 | 1 | 12655.52 | 1 | 1 | 12655.52 | 2460 | 0 | 1
176F8440 | Fuse internal pwr card/fan 4AMP 600V KTK |  | DD Spare parts | 6 | 1177.31 | 0 | 0 | 0 | 0 | 0 | 0 | 0 | 0 | 0 | 6 | 1177.31 | 2460 | 3
176F8451 | IGBT sixpack 300AMP 1200V |  | DD Spare parts | 0 | 0 | 0 | 0 | 1 | 20423.95 | 0 | 0 | 0 | 0 | 1 | 1 | 20423.95 | 2460 | 0 | 1
176F8452 | IGBT sixpack 450AMP 1200V |  | DD Spare parts | 0 | 0 | 0 | 0 | 0 | 0 | 0 | 0 | 1 | 26551.86 | 1 | 1 | 26551.86 | 2460 | 0 | 1
176F8454 | IGBT sixpack 450AMP 1200V |  | DD Spare parts | 0 | 0 | 0 | 0 | 1 | 54468.6 | 0 | 0 | 0 | 0 | 1 | 1 | 54468.6 | 2460 | 0 | 1
176F8467 | Softcharge resistor assy. 68 OHM 155W |  | DD Spare parts | 0 | 0 | 0 | 0 | 0 | 0 | 0 | 0 | 2 | 5143.08 | 2 | 2 | 5143.08 | 2460 | 0 | 2
176F8471 | Transformer fan T7 |  | DD Spare parts | 0 | 0 | 0 | 0 | 0 | 0 | 0 | 0 | 7 | 11270.98 | 7 | 7 | 11270.98 | 2460 | 0 | 7
176F8510 | Balance card D frame T4/5 |  | DD Spare parts | 7 | 7042.8 | 0 | 0 | 0 | 0 | 0 | 0 | 0 | 0 | 0 | 7 | 7042.8 | 2460 | 7
176F8523 | HF Card VLT5122-5352 690V |  | DD Spare parts | 0 | 0 | 2 | 488.39 | 0 | 0 | 1 | 1185.59 | 0 | 0 | 3 | 3 | 1673.98 | 2460 | 0 | 3
176F8526 | Balance card VLT5122-5352 690V |  | DD Spare parts | 0 | 0 | 0 | 0 | 0 | 0 | 2 | 1083.26 | 13 | 7109.74 | 15 | 15 | 8193 | 2460 | 0 | 15
176F8529 | Rectifier SCR 160AMP 2200V |  | DD Spare parts | 0 | 0 | 3 | 15334.98 | 0 | 0 | 0 | 0 | 0 | 0 | 3 | 3 | 15334.98 | 2460 | 0 | 3
176F8530 | Rectifier SCR 280AMP 2200V |  | DD Spare parts | 0 | 0 | 3 | 29277.42 | 0 | 0 | 0 | 0 | 0 | 0 | 3 | 3 | 29277.42 | 2460 | 0 | 3
176F8534 | Capacitor IGBT snubber 1250V 1UF |  | DD Spare parts | 0 | 0 | 1 | 669.99 | 0 | 0 | 0 | 0 | 0 | 0 | 1 | 1 | 669.99 | 2460 | 0 | 1
176F8541 | Cable current sens. to pwr card D1 |  | DD Spare parts | 0 | 0 | 0 | 0 | 0 | 0 | 0 | 0 | 2 | 1029.41 | 2 | 2 | 1029.41 | 2460 | 0 | 2
176F8542 | Cable pwr card to fan transformer D1 |  | DD Spare parts | 0 | 0 | 0 | 0 | 0 | 0 | 0 | 0 | 9 | 11257.73 | 9 | 9 | 11257.73 | 2460 | 0 | 9
176F8544 | Cable power card to SCR D1 frame |  | DD Spare parts | 0 | 0 | 2 | 420.9 | 0 | 0 | 0 | 0 | 0 | 0 | 2 | 2 | 420.9 | 2460 | 0 | 2
176F8554 | Current scaling card 4.21 OHM |  | DD Spare parts | 0 | 0 | 0 | 0 | 0 | 0 | 0 | 0 | 1 | 200.85 | 1 | 1 | 200.85 | 2464 | 0 | 1
176F8554 | Current scaling card 4.21 OHM |  | DD Spare parts | 1 | 237.26 | 0 | 0 | 0 | 0 | 0 | 0 | 0 | 0 | 0 | 1 | 237.26 | 2460 | 0
176F8555 | Soft Charge Card 500V E frame |  | DD Spare parts | 0 | 0 | 0 | 0 | 1 | 3542.28 | 0 | 0 | 0 | 0 | 1 | 1 | 3542.28 | 2464 | 3
176F8555 | Soft Charge Card 500V E frame |  | DD Spare parts | 4 | 15235.86 | 0 | 0 | 0 | 0 | 0 | 0 | 0 | 0 | 0 | 4 | 15235.86 | 2460 | 3
176F8558 | Rectifier SCR 500AMP 1600V E frame |  | DD Spare parts | 5 | 39257.59 | 0 | 0 | 0 | 0 | 0 | 0 | 0 | 0 | 0 | 5 | 39257.59 | 2460 | 2
176F8559 | Rectifier bridge 600AMP 1600V E frame |  | DD Spare parts | 4 | 35859.03 | 0 | 0 | 0 | 0 | 0 | 0 | 0 | 0 | 0 | 4 | 35859.03 | 2460 | 0
176F8560 | Softcharge res. assy.27 ohm 155w E frame |  | DD Spare parts | 0 | 0 | 2 | 6148.98 | 0 | 0 | 0 | 0 | 0 | 0 | 2 | 2 | 6148.98 | 2460 | 0 | 2
176F8563 | Current sensor 1000AMP |  | DD Spare parts | 3 | 14384.71 | 0 | 0 | 0 | 0 | 0 | 0 | 0 | 0 | 0 | 3 | 14384.71 | 2460 | 0
176F8564 | DC link coil 62 uh |  | DD Spare parts | 0 | 0 | 0 | 0 | 0 | 0 | 0 | 0 | 1 | 17454.21 | 1 | 1 | 17454.21 | 2460 | 0 | 1
176F8566 | Fan transformer assy. VLT5352 500V |  | DD Spare parts | 0 | 0 | 0 | 0 | 0 | 0 | 0 | 0 | 1 | 1311.61 | 1 | 1 | 1311.61 | 2460 | 0 | 1
176F8567 | Fan transformer assy. 1500VA |  | DD Spare parts | 0 | 0 | 0 | 0 | 0 | 0 | 1 | 3916.86 | 0 | 0 | 1 | 1 | 3916.86 | 2460 | 0 | 1
176F8570 | Cable softcharge to power card E frame |  | DD Spare parts | 0 | 0 | 1 | 189.36 | 0 | 0 | 0 | 0 | 0 | 0 | 1 | 1 | 189.36 | 2460 | 0 | 1
176F8573 | Cable AC fan IP00 E frame |  | DD Spare parts | 0 | 0 | 1 | 296.57 | 0 | 0 | 0 | 0 | 0 | 0 | 1 | 1 | 296.57 | 2460 | 0 | 1
176F8574 | Cable AC fan IP21/IP54 E frame |  | DD Spare parts | 0 | 0 | 0 | 0 | 0 | 0 | 0 | 0 | 1 | 286.3 | 1 | 1 | 286.3 | 2460 | 0 | 1
176F8576 | CABLE DC BUS TO POWERCARD E FRAME |  | DD Spare parts | 0 | 0 | 0 | 0 | 0 | 0 | 1 | 88.21 | 0 | 0 | 1 | 1 | 88.21 | 2460 | 0 | 1
176F8578 | Fan assy. heatsink small E frame |  | DD Spare parts | 0 | 0 | 0 | 0 | 1 | 12083.87 | 0 | 0 | 0 | 0 | 1 | 1 | 12083.87 | 2460 | 0 | 1
176F8579 | Fan assy. heatsink large E frame |  | DD Spare parts | 1 | 17017.85 | 0 | 0 | 0 | 0 | 0 | 0 | 0 | 0 | 0 | 1 | 17017.85 | 2460 | 0
176F8582 | Cable gate drive to IGBT mod. E1 frame |  | DD Spare parts | 1 | 99.95 | 0 | 0 | 0 | 0 | 0 | 0 | 0 | 0 | 0 | 1 | 99.95 | 2460 | 0
176F8584 | Cable input to softcharge E frame |  | DD Spare parts | 0 | 0 | 0 | 0 | 0 | 0 | 1 | 116.96 | 1 | 89.47 | 2 | 2 | 206.43 | 2460 | 0 | 2
176F8586 | Cable LCP to control card E frame |  | DD Spare parts | 0 | 0 | 0 | 0 | 0 | 0 | 0 | 0 | 10 | 1122.6 | 10 | 10 | 1122.6 | 2460 | 0 | 10
176F8592 | Fuse ultra fast 900AMP 700V |  | DD Spare parts | 3 | 5929.55 | 0 | 0 | 0 | 0 | 0 | 0 | 0 | 0 | 0 | 3 | 5929.55 | 2460 | 0
176F8600 | Busbar lower IGBT input assy. E1 frame |  | DD Spare parts | 0 | 0 | 0 | 0 | 0 | 0 | 2 | 16668.68 | 0 | 0 | 2 | 2 | 16668.68 | 2460 | 0 | 2
176F8603 | Busbar over fan box E1 frame |  | DD Spare parts | 0 | 0 | 0 | 0 | 0 | 0 | 0 | 0 | 1 | 2329.84 | 1 | 1 | 2329.84 | 2460 | 0 | 1
176F8604 | Busbar current sensor E frame |  | DD Spare parts | 0 | 0 | 0 | 0 | 0 | 0 | 0 | 0 | 3 | 3257.34 | 3 | 3 | 3257.34 | 2460 | 0 | 3
176F8609 | Fuse internal fan transformer 15 AMP |  | DD Spare parts | 0 | 0 | 0 | 0 | 0 | 0 | 0 | 0 | 1 | 779.65 | 1 | 1 | 779.65 | 2464 | 0 | 1
176F8626 | Gate drive board coated D/E/F frame |  | DD Spare parts | 0 | 0 | 0 | 0 | 1 | 5089.17 | 0 | 0 | 0 | 0 | 1 | 1 | 5089.17 | 2464 | 1
176F8626 | Gate drive board coated D/E/F frame |  | DD Spare parts | 1 | 4111.23 | 0 | 0 | 0 | 0 | 0 | 0 | 0 | 0 | 0 | 1 | 4111.23 | 2460 | 1
176F8627 | Current scaling card 2.32OHM |  | DD Spare parts | 0 | 0 | 1 | 2569.15 | 0 | 0 | 0 | 0 | 0 | 0 | 1 | 1 | 2569.15 | 2460 | 0 | 1
176F8630 | IGBT single 300AMP 1200V for E/F frame |  | DD Spare parts | 0 | 0 | 0 | 0 | 1 | 13969.67 | 0 | 0 | 0 | 0 | 1 | 1 | 13969.67 | 2464 | 0 | 1
176F8630 | IGBT single 300AMP 1200V for E/F frame |  | DD Spare parts | 2 | 30737.45 | 0 | 0 | 0 | 0 | 0 | 0 | 0 | 0 | 0 | 2 | 30737.45 | 2460 | 0
176F8631 | IGBT single 450AMP 1200V for E/F frame |  | DD Spare parts | 2 | 32576.14 | 0 | 0 | 0 | 0 | 0 | 0 | 0 | 0 | 0 | 2 | 32576.14 | 2460 | 2
176F8632 | IGBT single 300AMP 1700V for D frame |  | DD Spare parts | 0 | 0 | 2 | 38720.16 | 0 | 0 | 0 | 0 | 0 | 0 | 2 | 2 | 38720.16 | 2460 | 0 | 2
176F8634 | IGBT single 300AMP 1700V for E frame |  | DD Spare parts | 0 | 0 | 0 | 0 | 0 | 0 | 3 | 50863.51 | 0 | 0 | 3 | 3 | 50863.51 | 2460 | 0 | 3
176F8635 | IGBT single 450AMP 1700V for E frame |  | DD Spare parts | 0 | 0 | 1 | 26713.42 | 0 | 0 | 0 | 0 | 0 | 0 | 1 | 1 | 26713.42 | 2460 | 0 | 1
176F8638 | cap bank 8 cap 690V E frame |  | DD Spare parts | 0 | 0 | 0 | 0 | 0 | 0 | 0 | 0 | 1 | 24614.91 | 1 | 1 | 24614.91 | 2460 | 0 | 1
176F8641 | Ribbon cable ctrl card to power card |  | DD Spare parts | 0 | 0 | 0 | 0 | 0 | 0 | 0 | 0 | 2 | 2818.21 | 2 | 2 | 2818.21 | 2464 | 0 | 2
176F8641 | Ribbon cable ctrl card to power card |  | DD Spare parts | 1 | 592.57 | 0 | 0 | 0 | 0 | 0 | 0 | 0 | 0 | 0 | 1 | 592.57 | 2460 | 0
176F8644 | Power Card 132kW 500V |  | DD Spare parts | 1 | 7599.59 | 0 | 0 | 0 | 0 | 0 | 0 | 0 | 0 | 0 | 1 | 7599.59 | 2460 | 0
176F8645 | Power Card 160kW 500V |  | DD Spare parts | 0 | 0 | 0 | 0 | 0 | 0 | 0 | 0 | 1 | 11833.62 | 1 | 1 | 11833.62 | 2464 | 0 | 1
176F8645 | Power Card 160kW 500V |  | DD Spare parts | 1 | 9768.11 | 0 | 0 | 0 | 0 | 0 | 0 | 0 | 0 | 0 | 1 | 9768.11 | 2460 | 0
176F8646 | Power Card 200kW 500V |  | DD Spare parts | 1 | 9995.49 | 0 | 0 | 0 | 0 | 0 | 0 | 0 | 0 | 0 | 1 | 9995.49 | 2460 | 0
176F8647 | Power Card 250kW 500V |  | DD Spare parts | 1 | 7853.12 | 0 | 0 | 0 | 0 | 0 | 0 | 0 | 0 | 0 | 1 | 7853.12 | 2460 | 0
176F8648 | Power Card 315kW 500V |  | DD Spare parts | 0 | 0 | 0 | 0 | 1 | 6082.05 | 0 | 0 | 0 | 0 | 1 | 1 | 6082.05 | 2464 | 1
176F8648 | Power Card 315kW 500V |  | DD Spare parts | 1 | 7085.29 | 0 | 0 | 0 | 0 | 0 | 0 | 0 | 0 | 0 | 1 | 7085.29 | 2460 | 1
176F8649 | Power Card 355kW 500V |  | DD Spare parts | 1 | 7641.96 | 0 | 0 | 0 | 0 | 0 | 0 | 0 | 0 | 0 | 1 | 7641.96 | 2460 | 1
176F8650 | Power Card 400kW 500V |  | DD Spare parts | 0 | 0 | 0 | 0 | 1 | 6611.63 | 0 | 0 | 1 | 6611.63 | 2 | 2 | 13223.26 | 2464 | 4
176F8650 | Power Card 400kW 500V |  | DD Spare parts | 0 | 0 | 1 | 5368.49 | 0 | 0 | 0 | 0 | 0 | 0 | 1 | 1 | 5368.49 | 2460 | 4
176F8653 | Power Card 132kW 480V |  | DD Spare parts | 0 | 0 | 0 | 0 | 0 | 0 | 0 | 0 | 1 | 5028.07 | 1 | 1 | 5028.07 | 2464 | 0 | 1
176F8653 | Power Card 132kW 480V |  | DD Spare parts | 0 | 0 | 0 | 0 | 0 | 0 | 1 | 5814.91 | 0 | 0 | 1 | 1 | 5814.91 | 2460 | 0 | 1
176F8654 | Power Card 160kW 480V |  | DD Spare parts | 0 | 0 | 0 | 0 | 0 | 0 | 0 | 0 | 1 | 7912.11 | 1 | 1 | 7912.11 | 2464 | 1
176F8655 | Power Card 200kW 480V |  | DD Spare parts | 0 | 0 | 0 | 0 | 0 | 0 | 0 | 0 | 1 | 7492.34 | 1 | 1 | 7492.34 | 2464 | 0 | 1
176F8656 | Power Card 250kW 480V |  | DD Spare parts | 0 | 0 | 1 | 7608.48 | 0 | 0 | 0 | 0 | 0 | 0 | 1 | 1 | 7608.48 | 2460 | 0 | 1
176F8657 | Power Card 315kW 480V |  | DD Spare parts | 0 | 0 | 0 | 0 | 0 | 0 | 0 | 0 | 1 | 7481.91 | 1 | 1 | 7481.91 | 2464 | 0 | 1
176F8659 | Power Card 400kW 480V |  | DD Spare parts | 0 | 0 | 2 | 11234.32 | 0 | 0 | 0 | 0 | 0 | 0 | 2 | 2 | 11234.32 | 2460 | 0 | 2
176F8671 | Interface/Powercard VLT5122 T5 coated |  | DD Spare parts | 0 | 0 | 0 | 0 | 1 | 6722.11 | 0 | 0 | 0 | 0 | 1 | 1 | 6722.11 | 2460 | 0 | 1
176F8672 | Interface/Powercard VLT5152 T5 coated |  | DD Spare parts | 0 | 0 | 0 | 0 | 2 | 13140.99 | 0 | 0 | 0 | 0 | 2 | 2 | 13140.99 | 2460 | 0 | 2
176F8673 | Interface/Powercard VLT5202 T5 coated |  | DD Spare parts | 0 | 0 | 1 | 9020.11 | 0 | 0 | 0 | 0 | 0 | 0 | 1 | 1 | 9020.11 | 2460 | 0 | 1
176F8675 | Interface/Powercard VLT5302 T5 coated |  | DD Spare parts | 0 | 0 | 0 | 0 | 1 | 7496.45 | 0 | 0 | 0 | 0 | 1 | 1 | 7496.45 | 2460 | 0 | 1
176F8687 | Power Card 500kW 690V |  | DD Spare parts | 0 | 0 | 0 | 0 | 0 | 0 | 0 | 0 | 1 | 8453.98 | 1 | 1 | 8453.98 | 2460 | 0 | 1
176F8720 | Rectifier module 630kW 500V |  | DD Spare parts | 0 | 0 | 0 | 0 | 2 | 587163.48 | 0 | 0 | 0 | 0 | 2 | 2 | 587163.48 | 2460 | 0 | 2
176F8735 | Power Card 1M4kW 690V |  | DD Spare parts | 0 | 0 | 0 | 0 | 0 | 0 | 0 | 0 | 3 | 17745.73 | 3 | 3 | 17745.73 | 2460 | 0 | 3
176F8749 | Inverter module 500kW 500V |  | DD Spare parts | 0 | 0 | 0 | 0 | 1 | 172029.11 | 0 | 0 | 4 | 623616.56 | 5 | 5 | 795645.67 | 2460 | 0 | 5
176F8767 | Fuse fast acting 1100AMP 1000V |  | DD Spare parts | 0 | 0 | 0 | 0 | 0 | 0 | 2 | 6662.47 | 0 | 0 | 2 | 2 | 6662.47 | 2460 | 0 | 2
176F8769 | Fuse fast acting 2000AMP 690V |  | DD Spare parts | 0 | 0 | 3 | 28004 | 0 | 0 | 0 | 0 | 0 | 0 | 3 | 3 | 28004 | 2460 | 0 | 3
176F8771 | Heatsink fan for F frame |  | DD Spare parts | 1 | 7806.55 | 0 | 0 | 0 | 0 | 0 | 0 | 0 | 0 | 0 | 1 | 7806.55 | 2460 | 0
176F8772 | Door fan for F frame |  | DD Spare parts | 2 | 22679.46 | 0 | 0 | 0 | 0 | 0 | 0 | 0 | 0 | 0 | 2 | 22679.46 | 2460 | 0
176F8773 | Mdcic board for F frame coated |  | DD Spare parts | 4 | 18576.14 | 0 | 0 | 0 | 0 | 0 | 0 | 0 | 0 | 0 | 4 | 18576.14 | 2460 | 3
176F8775 | Power Card 560kW 480V |  | DD Spare parts | 0 | 0 | 0 | 0 | 0 | 0 | 0 | 0 | 1 | 8851.64 | 1 | 1 | 8851.64 | 2460 | 0 | 1
176F8776 | Power Card 630kW 480V |  | DD Spare parts | 0 | 0 | 0 | 0 | 0 | 0 | 0 | 0 | 8 | 43999.24 | 8 | 8 | 43999.24 | 2460 | 0 | 8
176F8780 | Power Card 500kW 500V |  | DD Spare parts | 0 | 0 | 1 | 8093.14 | 0 | 0 | 0 | 0 | 0 | 0 | 1 | 1 | 8093.14 | 2464 | 0 | 1
176F8783 | Power Card 710kW 500V |  | DD Spare parts | 0 | 0 | 1 | 9515.4 | 0 | 0 | 0 | 0 | 0 | 0 | 1 | 1 | 9515.4 | 2460 | 0 | 1
176F8794 | Power Card 900kW 690V |  | DD Spare parts | 0 | 0 | 1 | 8990.41 | 0 | 0 | 0 | 0 | 0 | 0 | 1 | 1 | 8990.41 | 2460 | 0 | 1
176F8797 | Fuse fast acting 6 AMP |  | DD Spare parts | 0 | 0 | 5 | 9292.35 | 0 | 0 | 0 | 0 | 0 | 0 | 5 | 5 | 9292.35 | 2460 | 0 | 5
176F8815 | Control card AFE302 (130C0101) |  | DD Spare parts | 0 | 0 | 0 | 0 | 0 | 0 | 0 | 0 | 1 | 5686.58 | 1 | 1 | 5686.58 | 2460 | 0 | 1
176F8879 | Busbar inv. cab. inductor plus jumper |  | DD Spare parts | 0 | 0 | 0 | 0 | 0 | 0 | 0 | 0 | 2 | 1171.4 | 2 | 2 | 1171.4 | 2460 | 0 | 2
176F8944 | Fuse Links |  | DD Spare parts | 0 | 0 | 0 | 0 | 0 | 0 | 0 | 0 | 5 | 8627.39 | 5 | 5 | 8627.39 | 2460 | 0 | 5
176F8994 | Busbar IGBT output F frame small |  | DD Spare parts | 0 | 0 | 0 | 0 | 0 | 0 | 0 | 0 | 1 | 2822.51 | 1 | 1 | 2822.51 | 2460 | 0 | 1
176F9000 | Cap bank lower 8 cap T7 F frame |  | DD Spare parts | 0 | 0 | 0 | 0 | 17 | 503960.7 | 0 | 0 | 0 | 0 | 17 | 17 | 503960.7 | 2460 | 0 | 17
176F9003 | Cap bank upper 8 cap T7 F frame |  | DD Spare parts | 0 | 0 | 0 | 0 | 18 | 532844.69 | 0 | 0 | 0 | 0 | 18 | 18 | 532844.69 | 2460 | 0 | 18
176F9005 | Cable current sensor F frame small |  | DD Spare parts | 0 | 0 | 0 | 0 | 0 | 0 | 2 | 1046.34 | 1 | 2271.96 | 3 | 3 | 3318.3 | 2460 | 0 | 3
176F9009 | Cable inv. mod. 8 pin plug to power PCA |  | DD Spare parts | 0 | 0 | 1 | 328.98 | 0 | 0 | 0 | 0 | 0 | 0 | 1 | 1 | 328.98 | 2460 | 0 | 1
176F9013 | Busbar assy. IGBT to cap. F frame |  | DD Spare parts | 0 | 0 | 1 | 1014.74 | 0 | 0 | 2 | 2142.57 | 0 | 0 | 3 | 3 | 3157.31 | 2460 | 0 | 3
176F9016 | Busbar W phase CT output F frame |  | DD Spare parts | 0 | 0 | 0 | 0 | 0 | 0 | 0 | 0 | 6 | 3963.84 | 6 | 6 | 3963.84 | 2460 | 0 | 6
176F9019 | 2F card for D/E/F frame 690V |  | DD Spare parts | 0 | 0 | 2 | 1810.88 | 0 | 0 | 1 | 349.48 | 0 | 0 | 3 | 3 | 2160.36 | 2460 | 0 | 3
176F9031 | Cable rec. mod. 14 pin plug to power PCA |  | DD Spare parts | 0 | 0 | 1 | 240.92 | 0 | 0 | 0 | 0 | 0 | 0 | 1 | 1 | 240.92 | 2460 | 0 | 1
176F9043 | Softcharge resistor 68 OHM 155W |  | DD Spare parts | 0 | 0 | 1 | 1674.08 | 0 | 0 | 0 | 0 | 0 | 0 | 1 | 1 | 1674.08 | 2460 | 0 | 1
176F9050 | Rectifier Diode 1180AMP 2200V |  | DD Spare parts | 0 | 0 | 0 | 0 | 0 | 0 | 0 | 0 | 3 | 49360.68 | 3 | 3 | 49360.68 | 2464 | 1 | 2
176F9050 | Rectifier Diode 1180AMP 2200V |  | DD Spare parts | 1 | 15263.7 | 0 | 0 | 0 | 0 | 0 | 0 | 0 | 0 | 0 | 1 | 15263.7 | 2460 | 1
176F9051 | Rectifier SCR 740AMP 2200V |  | DD Spare parts | 3 | 72109.09 | 0 | 0 | 0 | 0 | 0 | 0 | 0 | 0 | 0 | 3 | 72109.09 | 2460 | 1
176F9052 | Rectifier SCR 1500AMP 2200V |  | DD Spare parts | 0 | 0 | 4 | 56637.71 | 0 | 0 | 4 | 170638.69 | 0 | 0 | 8 | 8 | 227276.4 | 2460 | 0 | 8
176F9072 | Softchrge fuses for Liebherr 20AMP 600V |  | DD Spare parts | 0 | 0 | 0 | 0 | 0 | 0 | 0 | 0 | 2 | 2851.76 | 2 | 2 | 2851.76 | 2460 | 0 | 2
176F9095 | Liebherr MDCIC board no mtg hardware |  | DD Spare parts | 0 | 0 | 0 | 0 | 0 | 0 | 0 | 0 | 1 | 6644.69 | 1 | 1 | 6644.69 | 2460 | 0 | 1
176F9167 | ACTIVE FILTER CARD 690V COATED LHD/AAF |  | DD Spare parts | 0 | 0 | 0 | 0 | 0 | 0 | 1 | 8708 | 0 | 0 | 1 | 1 | 8708 | 2460 | 0 | 1
176F9178 | Current sensor 200A LHD/AAF |  | DD Spare parts | 0 | 0 | 0 | 0 | 0 | 0 | 0 | 0 | 15 | 14921.55 | 15 | 15 | 14921.55 | 2460 | 0 | 15
177G4343 | fan, door, n1, n12, d1, 120x25, p454 |  | Frequency converter motors | 0 | 0 | 0 | 0 | 0 | 0 | 0 | 0 | 3 | 8229.96 | 3 | 3 | 8229.96 | 2460 | 0 | 3
177G5083 | assy,rfi,d1,t5,P454 |  | Frequency converter motors | 0 | 0 | 0 | 0 | 0 | 0 | 1 | 27417.3 | 0 | 0 | 1 | 1 | 27417.3 | 2460 | 0 | 1
178B2092 | FCD307PT4P66EBR1D0F10T00C0 |  | Frequency converter motors | 0 | 0 | 0 | 0 | 0 | 0 | 1 | 7601.93 | 0 | 0 | 1 | 1 | 7601.93 | 2460 | 0 | 1
178B8577 | VLT2805PT4B20SBR0DBF00A00C1 |  | Static frequency converters | 3 | 11784.3 | 0 | 0 | 0 | 0 | 0 | 0 | 0 | 0 | 0 | 3 | 11784.3 | 2460 | 10
178B8578 | VLT2807PT4B20SBR0DBF00A00C1 |  | Static frequency converters | 4 | 18074.92 | 0 | 0 | 0 | 0 | 0 | 0 | 0 | 0 | 0 | 4 | 18074.92 | 2460 | 4
178B8581 | VLT2822PT4B20SBR0DBF00A00C1 |  | Static frequency converters | 0 | 0 | 3 | 26986.94 | 5 | 26481.52 | 0 | 0 | 0 | 0 | 8 | 8 | 53468.46 | 2460 | 0 | 8
178B8582 | VLT2830PT4B20SBR0DBF00A00C1 |  | Static frequency converters | 0 | 0 | 0 | 0 | 0 | 0 | 1 | 7129.9 | 0 | 0 | 1 | 1 | 7129.9 | 2460 | 0 | 1
178B8583 | VLT2840PT4B20SBR0DBF00A00C1 |  | Static frequency converters | 9 | 103922.1 | 0 | 0 | 0 | 0 | 0 | 0 | 0 | 0 | 0 | 9 | 103922.1 | 2460 | 0
178B8585 | VLT2875PT4B20SBR0DBF00A00C1 |  | Static frequency converters | 0 | 0 | 0 | 0 | 0 | 0 | 6 | 62939.25 | 0 | 0 | 6 | 6 | 62939.25 | 2460 | 0 | 6
178B8589 | VLT2803PD2B20SBR0DBF00A00C1 |  | Static frequency converters | 0 | 0 | 0 | 0 | 0 | 0 | 0 | 0 | 4 | 15405.16 | 4 | 4 | 15405.16 | 2460 | 0 | 4
178F1906 | VLT2855PT4B20SBR1DBF00A00C1 |  | Static frequency converters | 0 | 0 | 0 | 0 | 0 | 0 | 10 | 81964.18 | 0 | 0 | 10 | 10 | 81964.18 | 2460 | 0 | 10
178G1652 | TERMINAL BOX COVER INCLUDING SEAL |  | OGD | 0 | 0 | 0 | 0 | 0 | 0 | 1 | 1062.9 | 0 | 0 | 1 | 1 | 1062.9 | 2460 | 0 | 1
178G1707 | Brake 10 180V DC |  | DD Spare parts | 0 | 0 | 0 | 0 | 0 | 0 | 2 | 17903.76 | 0 | 0 | 2 | 2 | 17903.76 | 2460 | 0 | 2
178G1708 | Brake rectifier 400VAC (180V DC) |  | DD Spare parts | 0 | 0 | 0 | 0 | 0 | 0 | 2 | 3460.47 | 0 | 0 | 2 | 2 | 3460.47 | 2460 | 0 | 2
178G1717 | BRAKE ROTOR FDB 10 WITH FRICTION SHEET |  | DD Spare parts | 0 | 0 | 0 | 0 | 0 | 0 | 1 | 1921.47 | 0 | 0 | 1 | 1 | 1921.47 | 2460 | 0 | 1
178G5504 | Hollow shaft seal NBR, 5 pcs |  | DD Spare parts | 0 | 0 | 0 | 0 | 2 | 4206.19 | 0 | 0 | 0 | 0 | 2 | 2 | 4206.19 | 2460 | 15
178G9935 | OIL CHECK SERVICE KIT - ASSY |  | DD Spare parts | 0 | 0 | 0 | 0 | 1 | 1140.34 | 1 | 183.78 | 0 | 0 | 2 | 2 | 1324.12 | 2460 | 1 | 1
181B0035 | IGBT skiip 32NAB12 T49 | 60CP01308 | Vacon spares and service products | 0 | 0 | 0 | 0 | 0 | 0 | 0 | 0 | 1 | 8569.19 | 1 | 1 | 8569.19 | 2460 | 0 | 1
181B0038 | Chopper rectifier skiip 82AHB15 | 60CP01367 | Vacon spares and service products | 0 | 0 | 0 | 0 | 1 | 0 | 1 | 5324.74 | 11 | 63896.88 | 13 | 13 | 69221.62 | 2460 | 0 | 13
181B0039 | Chopper rectifier skiip 83AHB15 | 60CP01368 | Vacon spares and service products | 0 | 0 | 0 | 0 | 0 | 0 | 0 | 0 | 8 | 42693.2 | 8 | 8 | 42693.2 | 2460 | 0 | 8
181B0069 | Internal fan 80 mm | SPR-MEC21602 | Vacon spares and service products | 2 | 1453.03 | 0 | 0 | 0 | 0 | 0 | 0 | 0 | 0 | 0 | 2 | 1453.03 | 2460 | 0
181B0077 | Measurement board | SPR-CMB23637 | Vacon spares and service products | 2 | 13732.7 | 0 | 0 | 0 | 0 | 0 | 0 | 0 | 0 | 0 | 2 | 13732.7 | 2460 | 0
181B0080 | Rectifier board 500V | SPR-CMB21504 | Vacon spares and service products | 0 | 0 | 1 | 10370.34 | 0 | 0 | 0 | 0 | 0 | 0 | 1 | 1 | 10370.34 | 2460 | 0 | 1
181B0081 | Wire set 1 | SPR-ELE23685 | Vacon spares and service products | 0 | 0 | 0 | 0 | 0 | 0 | 0 | 0 | 1 | 11911.29 | 1 | 1 | 11911.29 | 2460 | 1
181B0088 | DC link capacitor 330uF 420V | 60PP01000 | Vacon spares and service products | 0 | 0 | 0 | 0 | 0 | 0 | 2 | 1468.02 | 2 | 1468.02 | 4 | 4 | 2936.04 | 2460 | 0 | 4
181B0090 | DC link capacitor 2000uF 420V | 60PP01004 | Vacon spares and service products | 0 | 0 | 0 | 0 | 2 | 5387.08 | 0 | 0 | 0 | 0 | 2 | 2 | 5387.08 | 2460 | 0 | 2
181B0091 | AC choke 140A | 60PP01011 | Vacon spares and service products | 0 | 0 | 0 | 0 | 0 | 0 | 0 | 0 | 3 | 124366.32 | 3 | 3 | 124366.32 | 2460 | 0 | 3
181B0092 | IGBT skiip 82AC12I | 60PP01022 | Vacon spares and service products | 0 | 0 | 0 | 0 | 1 | 12429.28 | 0 | 0 | 0 | 0 | 1 | 1 | 12429.28 | 2460 | 0 | 1
181B0093 | IGBT skiip 83AC12I | 60PP01023 | Vacon spares and service products | 0 | 0 | 0 | 0 | 0 | 0 | 0 | 0 | 6 | 86959.62 | 6 | 6 | 86959.62 | 2460 | 0 | 6
181B0100 | Internal fan 40 mm IP54 | 60PP01086 | Vacon spares and service products | 0 | 0 | 0 | 0 | 0 | 0 | 0 | 0 | 2 | 4123.4 | 2 | 2 | 4123.4 | 2460 | 0 | 2
181B0114 | Cable power mod.-control module | 60PP06000 | Vacon spares and service products | 0 | 0 | 0 | 0 | 0 | 0 | 0 | 0 | 2 | 703.08 | 2 | 2 | 703.08 | 2460 | 0 | 2
181B0117 | Control cable power board | 60PP08000 | Vacon spares and service products | 0 | 0 | 0 | 0 | 0 | 0 | 0 | 0 | 1 | 3686.21 | 1 | 1 | 3686.21 | 2460 | 0 | 1
181B0131 | Fuse ATQ8 fan inverter DC | 60PP20202 | Vacon spares and service products | 0 | 0 | 0 | 0 | 0 | 0 | 0 | 0 | 8 | 6268.64 | 8 | 8 | 6268.64 | 2460 | 0 | 8
181B0151 | Fan capacitor kit - Obsolete | 60S00528 | Vacon spares and service products | 0 | 0 | 0 | 0 | 0 | 0 | 24 | 30202.2 | 0 | 0 | 24 | 24 | 30202.2 | 2460 | 0 | 24
181B0160 | Electrolytic capacitor 1800uF 550V | 60S00938 | Vacon spares and service products | 0 | 0 | 0 | 0 | 0 | 0 | 4 | 14108.55 | 0 | 0 | 4 | 4 | 14108.55 | 2460 | 0 | 4
181B0165 | DC fan supply assembly | 60S01016 | Vacon spares and service products | 0 | 0 | 0 | 0 | 0 | 0 | 1 | 9806.94 | 0 | 0 | 1 | 1 | 9806.94 | 2460 | 0 | 1
181B0177 | Power module 1180A 690V w/o brake | 60SA-FI13-1180-6-ANV | Vacon spares and service products | 0 | 0 | 1 | 115177.22 | 0 | 0 | 0 | 0 | 0 | 0 | 1 | 1 | 115177.22 | 2460 | 0 | 1
181B0186 | Power board 23A 500V MF5 with brake | 60SA-VB00357-0023-5-ABV | Vacon spares and service products | 0 | 0 | 0 | 0 | 0 | 0 | 1 | 17446.92 | 0 | 0 | 1 | 1 | 17446.92 | 2460 | 0 | 1
181B0201 | Power board 38A 500V MF6 with brake | 60SA-VB00558-0038-5-ABV | Vacon spares and service products | 0 | 0 | 0 | 0 | 0 | 0 | 3 | 60856.98 | 0 | 0 | 3 | 3 | 60856.98 | 2460 | 0 | 3
181B0216 | 60VB00227 Rectifier board | 60VB00227 | Vacon spares and service products | 0 | 0 | 0 | 0 | 0 | 0 | 3 | 13196.15 | 0 | 0 | 3 | 3 | 13196.15 | 2460 | 0 | 3
181B0220 | Rectifier board 690V | 60VB00427 | Vacon spares and service products | 0 | 0 | 0 | 0 | 0 | 0 | 1 | 4831.35 | 0 | 0 | 1 | 1 | 4831.35 | 2460 | 0 | 1
181B0244 | USB/RS485 cable | CAB-USB/RS485 | Vacon Option and Accessory | 0 | 0 | 1 | 1098.63 | 0 | 0 | 0 | 0 | 0 | 0 | 1 | 1 | 1098.63 | 2460 | 0 | 1
181B0248 | SX-DRA-02L | DRA-02L | Vacon Option and Accessory | 0 | 0 | 0 | 0 | 0 | 0 | 0 | 0 | 3 | 9446.82 | 3 | 3 | 9446.82 | 2460 | 0 | 3
181B0261 | DU/DT FILTER | DUT-0420-6-0-P | 3rd party products | 0 | 0 | 0 | 0 | 4 | 462830.74 | 0 | 0 | 0 | 0 | 4 | 4 | 462830.74 | 2460 | 0 | 4
181B0276 | IGBT Skim 270GD 176D | SPR-ELE14691 | Vacon spares and service products | 0 | 0 | 0 | 0 | 0 | 0 | 3 | 92731.54 | 0 | 0 | 3 | 3 | 92731.54 | 2460 | 0 | 3
181B0277 | Capacitor 7uF 800VAC |  | Vacon spares and service products | 0 | 0 | 0 | 0 | 0 | 0 | 1 | 1127.93 | 0 | 0 | 1 | 1 | 1127.93 | 2460 | 0 | 1
181B0280 | Rectifier board 500V FR08 | SPR-CMB14653 | Vacon spares and service products | 6 | 29741.9 | 0 | 0 | 0 | 0 | 0 | 0 | 0 | 0 | 0 | 6 | 29741.9 | 2460 | 5
181B0282 | Input output connector DC OL25-95 | SPR-MEC14639 | Vacon spares and service products | 0 | 0 | 0 | 0 | 0 | 0 | 0 | 0 | 1 | 699.84 | 1 | 1 | 699.84 | 2460 | 0 | 1
181B0284 | Insulator 1 | SPR-MEC14748 | Vacon spares and service products | 0 | 0 | 0 | 0 | 0 | 0 | 0 | 0 | 1 | 1096.71 | 1 | 1 | 1096.71 | 2460 | 0 | 1
181B0285 | Insulator 2 | SPR-MEC14749 | Vacon spares and service products | 0 | 0 | 0 | 0 | 0 | 0 | 0 | 0 | 3 | 2292.09 | 3 | 3 | 2292.09 | 2460 | 0 | 3
181B0286 | OPT-A1 | OPT-A1 | Vacon Option and Accessory | 9 | 12893.39 | 0 | 0 | 0 | 0 | 0 | 0 | 0 | 0 | 0 | 9 | 12893.39 | 2460 | 9
181B0288 | 6DI, 2RO(NO/NC) | OPT-A2 | Vacon Option and Accessory | 7 | 5785.4 | 0 | 0 | 0 | 0 | 0 | 0 | 0 | 0 | 0 | 7 | 5785.4 | 2460 | 10
181B0290 | 1RO(NO/NC), 1RO(NC), 1 thermistor, varn. | OPT-A3-V | Vacon Option and Accessory | 1 | 971.19 | 0 | 0 | 0 | 0 | 0 | 0 | 0 | 0 | 0 | 1 | 971.19 | 2460 | 0
181B0292 | 3DI(Encoder 10..24V),+15/+24 Vout, varn. | OPT-A5-V | Vacon Option and Accessory | 1 | 1594.59 | 0 | 0 | 0 | 0 | 0 | 0 | 0 | 0 | 0 | 1 | 1594.59 | 2460 | 0
181B0293 | Double encoder (Wide Range), 6D1, 2xDO | OPT-A7 | Vacon Option and Accessory | 0 | 0 | 0 | 0 | 1 | 5954.34 | 0 | 0 | 0 | 0 | 1 | 1 | 5954.34 | 2460 | 0 | 1
181B0295 | 6DI,1DO,2AI+1AO(mA/V isol),+10Vr,+24V | OPT-A8 | Vacon Option and Accessory | 0 | 0 | 0 | 0 | 0 | 0 | 0 | 0 | 4 | 21897.44 | 4 | 4 | 21897.44 | 2460 | 0 | 4
181B0296 | 6DI,1DO,2AI and 1AO (mA/V),+10Vr,+24V | OPT-A9 | Vacon Option and Accessory | 0 | 0 | 0 | 0 | 0 | 0 | 0 | 0 | 1 | 3466.54 | 1 | 1 | 3466.54 | 2460 | 0 | 1
181B0297 | NXL I/O board, 3DI, 1RO(NO),thermistor | OPT-AI | Vacon Option and Accessory | 0 | 0 | 0 | 0 | 0 | 0 | 0 | 0 | 2 | 4819.54 | 2 | 2 | 4819.54 | 2460 | 0 | 2
181B0300 | 6DI/DO (programmable, DI or DO) | OPT-B1 | Vacon Option and Accessory | 3 | 4735.83 | 2 | 3489.37 | 0 | 0 | 0 | 0 | 0 | 0 | 2 | 5 | 8225.2 | 2460 | 0 | 2
181B0303 | OPT-B4-V | OPT-B4-V | Vacon Option and Accessory | 8 | 22260.98 | 0 | 0 | 0 | 0 | 0 | 0 | 0 | 0 | 0 | 8 | 22260.98 | 2460 | 4
181B0305 | 3Pt100, +24 V/EXT+24 V, Varnished | OPT-B8-V | Vacon Option and Accessory | 0 | 0 | 0 | 0 | 1 | 4644.13 | 0 | 0 | 0 | 0 | 1 | 1 | 4644.13 | 2460 | 2
181B0306 | 1RO(NO), 5 pcs of 41 REPLACEDBY181B0307 | OPT-B9 | Vacon Option and Accessory | 0 | 0 | 0 | 0 | 0 | 0 | 0 | 0 | 1 | 5086.4 | 1 | 1 | 5086.4 | 2460 | 0 | 1
181B0309 | SSI and Endat Encoders, Varnished | OPT-BE-V | Vacon Option and Accessory | 0 | 0 | 0 | 0 | 0 | 0 | 1 | 3352.26 | 0 | 0 | 1 | 1 | 3352.26 | 2460 | 0 | 1
181B0311 | Temp. measurement option board, varn. | OPT-BH-V | Vacon Option and Accessory | 0 | 0 | 0 | 0 | 1 | 1824.7 | 0 | 0 | 0 | 0 | 1 | 1 | 1824.7 | 2460 | 0 | 1
181B0316 | LonWorks, Varnished | OPT-C4-V | Vacon Option and Accessory | 0 | 0 | 0 | 0 | 0 | 0 | 3 | 27394.89 | 0 | 0 | 3 | 3 | 27394.89 | 2460 | 0 | 3
181B0317 | PROFIBUS DP w. Sub-D9 connector, varn. | OPT-C5-V | Vacon Option and Accessory | 0 | 0 | 0 | 0 | 1 | 4581.29 | 0 | 0 | 0 | 0 | 1 | 1 | 4581.29 | 2460 | 0 | 1
181B0327 | Fieldbus - CANopen, Varnished | OPT-E6-V | Vacon Option and Accessory | 0 | 0 | 0 | 0 | 0 | 0 | 1 | 2882.33 | 0 | 0 | 1 | 1 | 2882.33 | 2460 | 0 | 1
181B0329 | 3 Relay board, Varnished | OPT-F3-V | Vacon Option and Accessory | 0 | 0 | 0 | 0 | 0 | 0 | 2 | 9233.66 | 0 | 0 | 2 | 2 | 9233.66 | 2460 | 0 | 2
181B0331 | 3DI, 1RO(NO/NC), 1DO | OPT-AA | Vacon Option and Accessory | 0 | 0 | 1 | 1175.74 | 0 | 0 | 0 | 0 | 0 | 0 | 1 | 1 | 1175.74 | 2460 | 0 | 1
181B0332 | ALPHANUMERIC KEYPAD | PAN-A | Vacon Option and Accessory | 2 | 3672.16 | 2 | 4209.2 | 0 | 0 | 0 | 0 | 0 | 0 | 2 | 4 | 7881.36 | 2460 | 1 | 1
181B0339 | NXL PANEL | PAN-RS | Vacon Option and Accessory | 1 | 1746.66 | 0 | 0 | 0 | 0 | 0 | 0 | 0 | 0 | 0 | 1 | 1746.66 | 2460 | 0
181B0369 | V100 Control unit (MC02 and w/o I/O) | SPR-CMB01154 | Vacon spares and service products | 0 | 0 | 0 | 0 | 0 | 0 | 1 | 9400.88 | 0 | 0 | 1 | 1 | 9400.88 | 2460 | 0 | 1
181B0380 | IGBT kit Gen2 MR07 | SPR-ELE01791 | Vacon spares and service products | 0 | 0 | 0 | 0 | 0 | 0 | 0 | 0 | 1 | 37687.1 | 1 | 1 | 37687.1 | 2460 | 0 | 1
181B0383 | Main fan MR04 | SPR-MEC00973 | Vacon spares and service products | 0 | 0 | 0 | 0 | 0 | 0 | 0 | 0 | 2 | 3144.18 | 2 | 2 | 3144.18 | 2460 | 0 | 2
181B0384 | Main fan MR05 | SPR-MEC00977 | Vacon spares and service products | 0 | 0 | 0 | 0 | 0 | 0 | 0 | 0 | 2 | 3971.58 | 2 | 2 | 3971.58 | 2460 | 0 | 2
181B0404 | HMI door mounting kit with 3M cable | VACON-PAN-HMDR-TMX-MC03-3M | Vacon Option and Accessory | 0 | 0 | 1 | 2119.25 | 0 | 0 | 0 | 0 | 0 | 0 | 1 | 1 | 2119.25 | 2460 | 0 | 1
181B0406 | Graphical keypad with cust. membrane | VACON-PAN-HMGR-MK01 | Vacon Option and Accessory | 0 | 0 | 0 | 0 | 4 | 11380.65 | 0 | 0 | 0 | 0 | 4 | 4 | 11380.65 | 2460 | 0 | 4
181B0412 | Rectifier board M0100 230V - 690V | SPR-CMB01860 | Vacon spares and service products | 0 | 0 | 0 | 0 | 1 | 20839.98 | 0 | 0 | 0 | 0 | 1 | 1 | 20839.98 | 2460 | 0 | 1
181B0416 | DC link capacitor 3300uF 420VDC | SPR-ELE14637 | Vacon spares and service products | 15 | 36207.18 | 0 | 0 | 0 | 0 | 0 | 0 | 0 | 0 | 0 | 15 | 36207.18 | 2460 | 27
181B0417 | DC link capacitor 5600uF 420VDC | SPR-ELE14679 | Vacon spares and service products | 16 | 66845.96 | 0 | 0 | 0 | 0 | 0 | 0 | 0 | 0 | 0 | 16 | 66845.96 | 2460 | 24
181B0419 | Snubber kit | SPR-ELE14716 | Vacon spares and service products | 0 | 0 | 0 | 0 | 0 | 0 | 3 | 39360.59 | 0 | 0 | 3 | 3 | 39360.59 | 2460 | 0 | 3
181B0420 | Skim 455GD12T4D1 1200V 450A | SPR-ELE14636 | Vacon spares and service products | 0 | 0 | 2 | 46704.23 | 0 | 0 | 0 | 0 | 0 | 0 | 2 | 2 | 46704.23 | 2460 | 1 | 1
181B0421 | Diode thyristor module SKKH 162/16E | SPR-ELE14635 | Vacon spares and service products | 0 | 0 | 0 | 0 | 0 | 0 | 3 | 9448.43 | 0 | 0 | 3 | 3 | 9448.43 | 2460 | 0 | 3
181B0422 | Power board 400V 500V not programmed | SPR-CMB14777 | Vacon spares and service products | 2 | 14970.84 | 0 | 0 | 0 | 0 | 0 | 0 | 0 | 0 | 0 | 2 | 14970.84 | 2460 | 3
181B0423 | DC fan retrofit kit | SPR-MEC14722 | Vacon spares and service products | 1 | 16229.92 | 3 | 49079.98 | 0 | 0 | 0 | 0 | 0 | 0 | 3 | 4 | 65309.9 | 2460 | 0 | 3
181B0426 | Fan assembly 150mm | SPR-MEC21711 | Vacon spares and service products | 28 | 121903.42 | 0 | 0 | 0 | 0 | 0 | 0 | 0 | 0 | 0 | 28 | 121903.42 | 2460 | 33
181B0427 | IGBT skiip 83AC12I | SPR-ELE19685 | Vacon spares and service products | 0 | 0 | 1 | 9125.81 | 0 | 0 | 0 | 0 | 0 | 0 | 1 | 1 | 9125.81 | 2460 | 0 | 1
181B0441 | DC link capacitor 1100uF 550V | SPR-ELE19694 | Vacon spares and service products | 0 | 0 | 0 | 0 | 0 | 0 | 0 | 0 | 4 | 18999.92 | 4 | 4 | 18999.92 | 2460 | 0 | 4
181B0444 | Diodethyristor module SKKH 72/18E | SPR-ELE21687 | Vacon spares and service products | 0 | 0 | 0 | 0 | 0 | 0 | 0 | 0 | 6 | 15242.52 | 6 | 6 | 15242.52 | 2460 | 0 | 6
181B0447 | Fan 150mm | SPR-MEC19680 | Vacon spares and service products | 0 | 0 | 3 | 12635 | 5 | 23240.46 | 0 | 0 | 0 | 0 | 8 | 8 | 35875.46 | 2460 | 0 | 8
181B0449 | Electrolytic capacitor 1800uF 550V | SPR-ELE14697 | Vacon spares and service products | 0 | 0 | 18 | 88454.4 | 3 | 14864.13 | 0 | 0 | 0 | 0 | 21 | 21 | 103318.53 | 2460 | 0 | 21
181B0452 | Fan 120mm | SPR-MEC19739 | Vacon spares and service products | 6 | 6769.87 | 0 | 0 | 0 | 0 | 0 | 0 | 0 | 0 | 0 | 6 | 6769.87 | 2460 | 4
181B0453 | Power board 690V not programmed | SPR-CMB14778 | Vacon spares and service products | 1 | 10805.9 | 1 | 11926.9 | 0 | 0 | 0 | 0 | 0 | 0 | 1 | 2 | 22732.8 | 2460 | 0 | 1
181B0457 | Internal fan 50mm IP54 | SPR-MEC19697 | Vacon spares and service products | 1 | 865.97 | 0 | 0 | 0 | 0 | 0 | 0 | 0 | 0 | 0 | 1 | 865.97 | 2460 | 0
181B0460 | Rectifier module sub assembly 500V | 60FR09822 | Vacon spares and service products | 0 | 0 | 0 | 0 | 0 | 0 | 0 | 0 | 3 | 225070.11 | 3 | 3 | 225070.11 | 2460 | 0 | 3
181B0462 | Diode module SKD 62/18 | SPR-ELE19699 | Vacon spares and service products | 0 | 0 | 0 | 0 | 0 | 0 | 6 | 16610.28 | 0 | 0 | 6 | 6 | 16610.28 | 2460 | 0 | 6
181B0463 | Rectifier board 690V | SPR-CMB14705 | Vacon spares and service products | 0 | 0 | 0 | 0 | 0 | 0 | 4 | 19288.41 | 1 | 10160.45 | 5 | 5 | 29448.86 | 2460 | 0 | 5
181B0465 | Electrolytic capacitor 2200uF 550V | SPR-ELE14692 | Vacon spares and service products | 0 | 0 | 0 | 0 | 1 | 4790.85 | 0 | 0 | 0 | 0 | 1 | 1 | 4790.85 | 2460 | 0 | 1
181B0467 | Power module 261A 500V w/o brake | 60SA-FR09-0261-5-ANV | Vacon spares and service products | 0 | 0 | 1 | 90960.53 | 0 | 0 | 0 | 0 | 0 | 0 | 1 | 1 | 90960.53 | 2460 | 0 | 1
181B0469 | Driver board FI9 | 60S00583 | Vacon spares and service products | 0 | 0 | 0 | 0 | 0 | 0 | 3 | 113797.05 | 0 | 0 | 3 | 3 | 113797.05 | 2460 | 0 | 3
181B0480 | Snubber assembly 9x300nF 1250VDC FI9-FI1 | 60PP10049 | Vacon spares and service products | 0 | 0 | 0 | 0 | 0 | 0 | 1 | 4900.56 | 0 | 0 | 1 | 1 | 4900.56 | 2460 | 0 | 1
181B0487 | DC main fan. Obs 181B0703 | 60PP00072 | Vacon spares and service products | 0 | 0 | 0 | 0 | 0 | 0 | 0 | 0 | 4 | 77492.92 | 4 | 4 | 77492.92 | 2460 | 0 | 4
181B0488 | Fan inverter assembly FR10, right | 60FR10847 | Vacon spares and service products | 0 | 0 | 0 | 0 | 0 | 0 | 0 | 0 | 1 | 34735.02 | 1 | 1 | 34735.02 | 2460 | 0 | 1
181B0491 | Vacon20 MI1~3 Option board mounting kit | ENC-SLOT-MC03-13 | Vacon Option and Accessory | 0 | 0 | 0 | 0 | 0 | 0 | 0 | 0 | 1 | 1371.87 | 1 | 1 | 1371.87 | 2460 | 0 | 1
181B0492 | Dual Port Ethernet option board | OPT-E9-V | Vacon Option and Accessory | 0 | 0 | 3 | 0 | 0 | 0 | 8 | 47660.59 | 0 | 0 | 11 | 11 | 47660.59 | 2460 | 0 | 11
181B0495 | IGBT kit Gen2 MR06 | SPR-ELE07879 | Vacon spares and service products | 0 | 0 | 0 | 0 | 0 | 0 | 0 | 0 | 1 | 10428.76 | 1 | 1 | 10428.76 | 2460 | 0 | 1
181B0500 | DC fan supply assembly left | SPR-MEC21572 | Vacon spares and service products | 0 | 0 | 0 | 0 | 0 | 0 | 1 | 9902.43 | 0 | 0 | 1 | 1 | 9902.43 | 2460 | 1
181B0503 | DC fan supply | SPR-ELE21615 | Vacon spares and service products | 1 | 5718.46 | 1 | 10992.79 | 0 | 0 | 1 | 9851.98 | 0 | 0 | 2 | 3 | 26563.23 | 2460 | 3
181B0510 | CHARGING KIT FOR AFE/FFE FI13 |  | Vacon Option and Accessory | 0 | 0 | 0 | 0 | 1 | 0 | 2 | 16068.29 | 0 | 0 | 3 | 3 | 16068.29 | 2460 | 0 | 3
181B0517 | Du/dt filter | DUT-0210-6-0-P | 3rd party products | 0 | 0 | 0 | 0 | 4 | 147437.92 | 0 | 0 | 0 | 0 | 4 | 4 | 147437.92 | 2460 | 0 | 4
181B0531 | IGBT Skiip 82AHB15 | SPR-ELE19683 | Vacon spares and service products | 0 | 0 | 0 | 0 | 1 | 0 | 3 | 14287.02 | 1 | 15107.9 | 5 | 5 | 29394.92 | 2460 | 0 | 5
181B0538 | IGBT skiip 30NAB12 T49 | 60CP01306 | Vacon spares and service products | 0 | 0 | 0 | 0 | 0 | 0 | 0 | 0 | 2 | 12065.34 | 2 | 2 | 12065.34 | 2460 | 0 | 2
181B0559 | Capacitor 0,033uF/1250V FKP1 | 60PP00010 | Vacon spares and service products | 0 | 0 | 0 | 0 | 0 | 0 | 0 | 0 | 5 | 1518.2 | 5 | 5 | 1518.2 | 2460 | 0 | 5
181B0560 | Balancing resistor 2*2*16k | 60PP00063 | Vacon spares and service products | 0 | 0 | 0 | 0 | 0 | 0 | 0 | 0 | 1 | 1256.64 | 1 | 1 | 1256.64 | 2460 | 0 | 1
181B0562 | DC link capacitor 1000uF 420V | 60PP01002 | Vacon spares and service products | 0 | 0 | 0 | 0 | 0 | 0 | 0 | 0 | 8 | 13812.72 | 8 | 8 | 13812.72 | 2460 | 0 | 8
181B0568 | DC link capacitor 2900uF 420V | 60PP01141 | Vacon spares and service products | 0 | 0 | 0 | 0 | 0 | 0 | 0 | 0 | 2 | 7451.3 | 2 | 2 | 7451.3 | 2460 | 0 | 2
181B0569 | AC choke 168-205A | 60PP01150 | Vacon spares and service products | 0 | 0 | 0 | 0 | 0 | 0 | 0 | 0 | 6 | 312076.98 | 6 | 6 | 312076.98 | 2460 | 0 | 6
181B0571 | Brake wire | 60PP08011 | Vacon spares and service products | 0 | 0 | 0 | 0 | 0 | 0 | 0 | 0 | 1 | 277.72 | 1 | 1 | 277.72 | 2460 | 0 | 1
181B0575 | Power board 500V 3-9A not programmed | 60SA-VB00208-0000-5-XXV | Vacon spares and service products | 0 | 0 | 0 | 0 | 0 | 0 | 0 | 0 | 3 | 38536.53 | 3 | 3 | 38536.53 | 2460 | 0 | 3
181B0576 | Power board 12A 500V not programmed |  | Vacon spares and service products | 0 | 0 | 0 | 0 | 0 | 0 | 3 | 26446.08 | 0 | 0 | 3 | 3 | 26446.08 | 2460 | 0 | 3
181B0583 | ,I4~5 Option board mounting kit | ENC-SLOT-MC03-45 | Vacon Option and Accessory | 0 | 0 | 0 | 0 | 0 | 0 | 0 | 0 | 1 | 779.18 | 1 | 1 | 779.18 | 2460 | 0 | 1
181B0584 | DC fan retrofit kit | SPR-MEC21592 | Vacon spares and service products | 1 | 27072.78 | 0 | 0 | 0 | 0 | 0 | 0 | 0 | 0 | 0 | 1 | 27072.78 | 2460 | 0
181B0589 | SIN/COS encoder interface, Varnished | OPT-AK-V | Vacon Option and Accessory | 0 | 0 | 0 | 0 | 0 | 0 | 1 | 2475.9 | 0 | 0 | 1 | 1 | 2475.9 | 2460 | 0 | 1
181B0596 | CAN-Bus (galv. decoupled), Varnished |  | Vacon Option and Accessory | 0 | 0 | 0 | 0 | 0 | 0 | 2 | 6491.26 | 0 | 0 | 2 | 2 | 6491.26 | 2460 | 0 | 2
181B0601 | Power board 500V 3-9A not programmed | SPR-CMB19658 | Vacon spares and service products | 0 | 0 | 0 | 0 | 2 | 17179.15 | 1 | 10447.88 | 0 | 0 | 3 | 3 | 27627.03 | 2460 | 0 | 3
181B0603 | Fan power supply kit | SPR-CMB21662 | Vacon spares and service products | 0 | 0 | 0 | 0 | 2 | 32553.94 | 1 | 16276.97 | 0 | 0 | 3 | 3 | 48830.91 | 2460 | 0 | 3
181B0604 | Power board 72A-105A 500V not programmed | SPR-CMB21682 | Vacon spares and service products | 0 | 0 | 3 | 34402.45 | 0 | 0 | 0 | 0 | 0 | 0 | 3 | 3 | 34402.45 | 2460 | 0 | 3
181B0605 | Power board 16-31A 500V not programmed | SPR-CMB21758 | Vacon spares and service products | 0 | 0 | 0 | 0 | 2 | 21342.44 | 0 | 0 | 0 | 0 | 2 | 2 | 21342.44 | 2460 | 0 | 2
181B0608 | IGBT diode SKM 195GAL123D brake | SPR-ELE14650 | Vacon spares and service products | 0 | 0 | 0 | 0 | 1 | 4072.91 | 2 | 8145.8 | 0 | 0 | 3 | 3 | 12218.71 | 2460 | 0 | 3
181B0611 | IGBT skiip 32NAB12 T49 | SPR-ELE19657 | Vacon spares and service products | 1 | 5388.49 | 2 | 12820.85 | 0 | 0 | 0 | 0 | 0 | 0 | 2 | 3 | 18209.34 | 2460 | 1 | 1
181B0613 | DC link capacitor 2900uF 420V | SPR-ELE19684 | Vacon spares and service products | 0 | 0 | 2 | 4844.35 | 0 | 0 | 0 | 0 | 0 | 0 | 2 | 2 | 4844.35 | 2460 | 0 | 2
181B0614 | IGBT skiip 31NAB12 T49 | SPR-ELE19719 | Vacon spares and service products | 0 | 0 | 0 | 0 | 0 | 0 | 2 | 7800.52 | 0 | 0 | 2 | 2 | 7800.52 | 2460 | 0 | 2
181B0615 | Skim 304GD12T4D 1200V 300A. | SPR-ELE21666 | Vacon spares and service products | 0 | 0 | 3 | 54805.01 | 0 | 0 | 0 | 0 | 0 | 0 | 3 | 3 | 54805.01 | 2460 | 0 | 3
181B0616 | IGBT skiip 22 NAB 12 IT45 | SPR-ELE21780 | Vacon spares and service products | 0 | 0 | 0 | 0 | 1 | 2933.38 | 0 | 0 | 2 | 8607.65 | 3 | 3 | 11541.03 | 2460 | 0 | 3
181B0619 | Internal fan 24VDC 52mm FR9 | SPR-MEC21605 | Vacon spares and service products | 1 | 665.69 | 0 | 0 | 0 | 0 | 0 | 0 | 0 | 0 | 0 | 1 | 665.69 | 2460 | 0
181B0621 | Text keypad with customized membrane | VACON-PAN-HMTX-MC02-HVAC | Vacon Option and Accessory | 0 | 0 | 0 | 0 | 0 | 0 | 0 | 0 | 4 | 11595.44 | 4 | 4 | 11595.44 | 2460 | 0 | 4
181B0629 | IGBT skiip 22NAB12 T45 | SPR-ELE19651 | Vacon spares and service products | 0 | 0 | 0 | 0 | 0 | 0 | 2 | 9137.07 | 0 | 0 | 2 | 2 | 9137.07 | 2460 | 0 | 2
181B0630 | IGBT skiip 30NAB12 T49 | SPR-ELE19653 | Vacon spares and service products | 1 | 4116.91 | 0 | 0 | 0 | 0 | 0 | 0 | 0 | 0 | 0 | 1 | 4116.91 | 2460 | 1
181B0635 | DeviceNet, Varnished | OPT-C7-V | Vacon Option and Accessory | 0 | 0 | 0 | 0 | 0 | 0 | 2 | 10440.76 | 0 | 0 | 2 | 2 | 10440.76 | 2460 | 0 | 2
181B0639 | Control board MC02 | SPR-CMB05946 | Vacon spares and service products | 0 | 0 | 0 | 0 | 0 | 0 | 0 | 0 | 5 | 63007.25 | 5 | 5 | 63007.25 | 2460 | 0 | 5
181B0644 | Asic assembly | SPR-CMB23642 | Vacon spares and service products | 0 | 0 | 2 | 60053.25 | 0 | 0 | 0 | 0 | 0 | 0 | 2 | 2 | 60053.25 | 2460 | 1 | 1
181B0658 | Shunt board 44.004 ohm | SPR-CMB23655 | Vacon spares and service products | 0 | 0 | 0 | 0 | 12 | 6386.24 | 0 | 0 | 0 | 0 | 12 | 12 | 6386.24 | 2460 | 0 | 12
181B0660 | DC fan retrofit kit FI13+2NFE | SPR-MEC25019 | Vacon spares and service products | 0 | 0 | 0 | 0 | 0 | 0 | 4 | 392103.51 | 0 | 0 | 4 | 4 | 392103.51 | 2460 | 2 | 2
181B0662 | Rectrifier board 690V | SPR-CMB21513 | Vacon spares and service products | 1 | 6582.24 | 0 | 0 | 0 | 0 | 0 | 0 | 0 | 0 | 0 | 1 | 6582.24 | 2460 | 1
181B0669 | Rectifying board 500V | SPR-CMB21650 | Vacon spares and service products | 1 | 10240.23 | 0 | 0 | 0 | 0 | 0 | 0 | 0 | 0 | 0 | 1 | 10240.23 | 2460 | 0
181B0674 | DC fan supply kit | SPR-ELE14724 | Vacon spares and service products | 0 | 0 | 0 | 0 | 1 | 16461.28 | 0 | 0 | 0 | 0 | 1 | 1 | 16461.28 | 2460 | 0 | 1
181B0687 | Internal fan 40 mm IP54 | SPR-MEC19670 | Vacon spares and service products | 0 | 0 | 0 | 0 | 0 | 0 | 0 | 0 | 2 | 4985.08 | 2 | 2 | 4985.08 | 2460 | 0 | 2
181B0691 | ASIC Internal fan 24VDC 52mm | SPR-MEC21543 | Vacon spares and service products | 19 | 17688.46 | 12 | 10709.13 | 0 | 0 | 0 | 0 | 0 | 0 | 12 | 31 | 28397.59 | 2460 | 5 | 7
181B0692 | Driver board | SPR-CMB21564 | Vacon spares and service products | 2 | 23780.31 | 0 | 0 | 0 | 0 | 0 | 0 | 0 | 0 | 0 | 2 | 23780.31 | 2460 | 1
181B0693 | Asic board kit not programmed | SPR-CMB21565 | Vacon spares and service products | 4 | 67655.11 | 0 | 0 | 0 | 0 | 0 | 0 | 0 | 0 | 0 | 4 | 67655.11 | 2460 | 7
181B0700 | Rectifying board | SPR-CMB21670 | Vacon spares and service products | 2 | 16881.46 | 2 | 17135.35 | 0 | 0 | 0 | 0 | 0 | 0 | 2 | 4 | 34016.81 | 2460 | 1 | 1
181B0703 | DC main fan | SPR-MEC21542 | Vacon spares and service products | 0 | 0 | 1 | 11731.35 | 0 | 0 | 0 | 0 | 0 | 0 | 1 | 1 | 11731.35 | 2460 | 1
181B0704 | DC fan retrofit kit | SPR-MEC21569 | Vacon spares and service products | 1 | 49822.06 | 0 | 0 | 0 | 0 | 0 | 0 | 0 | 0 | 0 | 1 | 49822.06 | 2460 | 1
181B0719 | Charging resistor kit CAV150C47R | SPR-ELE21541 | Vacon spares and service products | 0 | 0 | 2 | 7449.67 | 0 | 0 | 0 | 0 | 0 | 0 | 2 | 2 | 7449.67 | 2460 | 0 | 2
181B0720 | IGBT skiip 20 NAB 12 IT45 | SPR-ELE21783 | Vacon spares and service products | 0 | 0 | 0 | 0 | 2 | 5271.89 | 0 | 0 | 2 | 8281.95 | 4 | 4 | 13553.84 | 2460 | 0 | 4
181B0725 | Snubber capacitor kit 500V-690V | SPR-MEC21680 | Vacon spares and service products | 0 | 0 | 0 | 0 | 1 | 6456.37 | 0 | 0 | 0 | 0 | 1 | 1 | 6456.37 | 2460 | 0 | 1
181B0727 | DC fan supply kit | SPR-MEC23668 | Vacon spares and service products | 4 | 29898.3 | 0 | 0 | 0 | 0 | 2 | 23864.91 | 0 | 0 | 2 | 6 | 53763.21 | 2460 | 6
181B0729 | Shunt board 17.232 ohm | SPR-CMB21640 | Vacon spares and service products | 0 | 0 | 0 | 0 | 6 | 1887.49 | 0 | 0 | 0 | 0 | 6 | 6 | 1887.49 | 2460 | 0 | 6
181B0730 | Shunt board 44.964 ohm | SPR-CMB21579 | Vacon spares and service products | 0 | 0 | 0 | 0 | 12 | 5662.4 | 0 | 0 | 0 | 0 | 12 | 12 | 5662.4 | 2460 | 0 | 12
181B0731 | IGBT skiip 20NAB12 T45 | SPR-ELE19650 | Vacon spares and service products | 0 | 0 | 0 | 0 | 0 | 0 | 1 | 1942.34 | 1 | 3807.87 | 2 | 2 | 5750.21 | 2460 | 0 | 2
181B0733 | DC link capacitor 330uF 420V | SPR-ELE19649 | Vacon spares and service products | 0 | 0 | 0 | 0 | 1 | 515.76 | 2 | 1220.18 | 0 | 0 | 3 | 3 | 1735.94 | 2460 | 0 | 3
181B0734 | DC link capacitor 1500uF 420V | SPR-ELE19720 | Vacon spares and service products | 0 | 0 | 1 | 1418.01 | 0 | 0 | 0 | 0 | 0 | 0 | 1 | 1 | 1418.01 | 2460 | 0 | 1
181B0735 | DC link capacitor 2000uF 420V | SPR-ELE19681 | Vacon spares and service products | 2 | 3392.92 | 0 | 0 | 0 | 0 | 0 | 0 | 0 | 0 | 0 | 2 | 3392.92 | 2460 | 4
181B0746 | Balancing resistor 2*2*16k | SPR-ELE14652 | Vacon spares and service products | 0 | 0 | 0 | 0 | 0 | 0 | 2 | 1473.28 | 0 | 0 | 2 | 2 | 1473.28 | 2460 | 0 | 2
181B0748 | DC link capacitor 1000uF 420V | SPR-ELE19717 | Vacon spares and service products | 1 | 1125.88 | 1 | 1069.38 | 0 | 0 | 0 | 0 | 0 | 0 | 1 | 2 | 2195.26 | 2460 | 2
181B0750 | AC choke 168-205A | SPR-ELE14644 | Vacon spares and service products | 0 | 0 | 0 | 0 | 1 | 0 | 1 | 69832.41 | 0 | 0 | 2 | 2 | 69832.41 | 2460 | 0 | 2
181B0751 | Brake wire | SPR-ELE14632 | Vacon spares and service products | 0 | 0 | 0 | 0 | 0 | 0 | 0 | 0 | 1 | 338.98 | 1 | 1 | 338.98 | 2460 | 0 | 1
181B0765 | Discharging resistor | SPR-ELE21669 | Vacon spares and service products | 0 | 0 | 0 | 0 | 2 | 2156.03 | 0 | 0 | 0 | 0 | 2 | 2 | 2156.03 | 2460 | 0 | 2
181B0767 | DC fan supply assembly | SPR-MEC23641 | Vacon spares and service products | 0 | 0 | 1 | 13036.77 | 0 | 0 | 0 | 0 | 0 | 0 | 1 | 1 | 13036.77 | 2460 | 0 | 1
181B0769 | 3DI(Encoder RS422),+5V/+15V output,varn. |  | Vacon Option and Accessory | 0 | 0 | 0 | 0 | 0 | 0 | 3 | 9846.9 | 0 | 0 | 3 | 3 | 9846.9 | 2460 | 0 | 3
181B0776 | Driver board | SPR-CMB23636 | Vacon spares and service products | 1 | 25588.96 | 0 | 0 | 0 | 0 | 0 | 0 | 0 | 0 | 0 | 1 | 25588.96 | 2460 | 6
181B0777 | SPR-CMB23722 | SPR-CMB23722 | Vacon spares and service products | 0 | 0 | 2 | 47806.23 | 0 | 0 | 0 | 0 | 0 | 0 | 2 | 2 | 47806.23 | 2460 | 4
181B0813 | MR07 Filter Board M0100 380/500V | SPR-CMB06766 | Vacon spares and service products | 0 | 0 | 0 | 0 | 0 | 0 | 0 | 0 | 2 | 9290.08 | 2 | 2 | 9290.08 | 2460 | 0 | 2
181B0815 | 3DI(Encoder 10..24V),+15/+24 Vout,2DO | OPT-AE | Vacon Option and Accessory | 0 | 0 | 0 | 0 | 0 | 0 | 0 | 0 | 2 | 12829.5 | 2 | 2 | 12829.5 | 2460 | 0 | 2
181B0831 | Cover FR8 (door) | 60FR08078 | Vacon spares and service products | 0 | 0 | 0 | 0 | 0 | 0 | 0 | 0 | 1 | 5927.92 | 1 | 1 | 5927.92 | 2460 | 0 | 1
181B0838 | Fan inverter output isol. transf. FR8 | 60PP08026 | Vacon spares and service products | 0 | 0 | 0 | 0 | 0 | 0 | 0 | 0 | 1 | 5680.13 | 1 | 1 | 5680.13 | 2460 | 0 | 1
181B0848 | Driver board FI9 | 60VB00481 | Vacon spares and service products | 0 | 0 | 0 | 0 | 0 | 0 | 0 | 0 | 1 | 30706.31 | 1 | 1 | 30706.31 | 2460 | 0 | 1
181B0849 | Mounting kit IP21 | SPR-MEC19676 | Vacon spares and service products | 0 | 0 | 0 | 0 | 0 | 0 | 0 | 0 | 4 | 1651.72 | 4 | 4 | 1651.72 | 2460 | 0 | 4
181B0850 | Mounting kit IP21 | SPR-MEC19746 | Vacon spares and service products | 0 | 0 | 0 | 0 | 0 | 0 | 0 | 0 | 4 | 1948.72 | 4 | 4 | 1948.72 | 2460 | 0 | 4
181B0856 | Cable power mod.-control mod. | SPR-ELE19745 | Vacon spares and service products | 0 | 0 | 0 | 0 | 0 | 0 | 0 | 0 | 3 | 989.1 | 3 | 3 | 989.1 | 2460 | 0 | 3
181B0859 | DC fan kit | SPR-MEC14723 | Vacon spares and service products | 5 | 49756.21 | 0 | 0 | 0 | 0 | 0 | 0 | 0 | 0 | 0 | 5 | 49756.21 | 2460 | 6
181B0872 | IGBT Skim 271GD 128D | 60PP01026 | Vacon spares and service products | 0 | 0 | 0 | 0 | 0 | 0 | 0 | 0 | 1 | 22642.88 | 1 | 1 | 22642.88 | 2460 | 0 | 1
181B0876 | Brake gate wire X11 FR9 | 60PP09062 | Vacon spares and service products | 0 | 0 | 0 | 0 | 0 | 0 | 0 | 0 | 3 | 1746.84 | 3 | 3 | 1746.84 | 2460 | 0 | 3
181B0877 | Brake gate wire X13 FR9 | 60PP09063 | Vacon spares and service products | 0 | 0 | 0 | 0 | 0 | 0 | 0 | 0 | 3 | 1200.66 | 3 | 3 | 1200.66 | 2460 | 0 | 3
181B0885 | Fan enclosure | SPR-MEC21526 | Vacon spares and service products | 0 | 0 | 0 | 0 | 0 | 0 | 0 | 0 | 1 | 3716.07 | 1 | 1 | 3716.07 | 2460 | 0 | 1
181B0896 | Connection cover | SPR-MEC23629 | Vacon spares and service products | 0 | 0 | 0 | 0 | 1 | 2831.64 | 0 | 0 | 0 | 0 | 1 | 1 | 2831.64 | 2460 | 0 | 1
181B0897 | Snubber assembly 9x300nF 1250VDC | SPR-ELE23632 | Vacon spares and service products | 0 | 0 | 1 | 3232.23 | 0 | 0 | 0 | 0 | 0 | 0 | 1 | 1 | 3232.23 | 2460 | 4
181B0898 | Optical fiber kit 2,3 m | SPR-ELE21545 | Vacon spares and service products | 4 | 20633.1 | 0 | 0 | 0 | 0 | 0 | 0 | 0 | 0 | 0 | 4 | 20633.1 | 2460 | 2
181B0901 | DC fan retrofit kit | SPR-MEC23725 | Vacon spares and service products | 1 | 15660.92 | 0 | 0 | 0 | 0 | 0 | 0 | 0 | 0 | 0 | 1 | 15660.92 | 2460 | 0
181B0904 | Fibre optic cables PU1 | SPR-ELE21558 | Vacon spares and service products | 0 | 0 | 0 | 0 | 0 | 0 | 1 | 8586.26 | 0 | 0 | 1 | 1 | 8586.26 | 2460 | 0 | 1
181B0906 | Driver board | SPR-CMB23663 | Vacon spares and service products | 1 | 7352.43 | 0 | 0 | 0 | 0 | 0 | 0 | 0 | 0 | 0 | 1 | 7352.43 | 2460 | 8
181B0908 | Driver board kit | SPR-CMB25022 | Vacon spares and service products | 1 | 7565.9 | 0 | 0 | 0 | 0 | 0 | 0 | 0 | 0 | 0 | 1 | 7565.9 | 2460 | 7
181B0909 | Power board 3-12A 500V, not programmed | SPR-CMB21791 | Vacon spares and service products | 1 | 6318.54 | 0 | 0 | 1 | 7981.7 | 0 | 0 | 0 | 0 | 1 | 2 | 14300.24 | 2460 | 0 | 1
181B0916 | Diode thyristor module SKKH 162/18E | SPR-ELE14690 | Vacon spares and service products | 0 | 0 | 0 | 0 | 0 | 0 | 1 | 28097.28 | 0 | 0 | 1 | 1 | 28097.28 | 2460 | 0 | 1
181B0917 | AC choke 140A | SPR-ELE14638 | Vacon spares and service products | 0 | 0 | 0 | 0 | 0 | 0 | 0 | 0 | 1 | 58584.5 | 1 | 1 | 58584.5 | 2460 | 0 | 1
181B0919 | DC fan retrofit kit 200V | SPR-MEC21616 | Vacon spares and service products | 0 | 0 | 0 | 0 | 0 | 0 | 4 | 83482.83 | 1 | 39522.95 | 5 | 5 | 123005.78 | 2460 | 0 | 5
181B0921 | Shunt board 31.234 ohm | SPR-CMB21655 | Vacon spares and service products | 0 | 0 | 0 | 0 | 3 | 943.84 | 0 | 0 | 0 | 0 | 3 | 3 | 943.84 | 2460 | 0 | 3
181B0922 | Shunt board 35.983 ohm | SPR-CMB21654 | Vacon spares and service products | 0 | 0 | 0 | 0 | 3 | 943.84 | 0 | 0 | 0 | 0 | 3 | 3 | 943.84 | 2460 | 0 | 3
181B0924 | Shunt board 29.322 ohm | SPR-CMB21505 | Vacon spares and service products | 0 | 0 | 1 | 404.74 | 0 | 0 | 0 | 0 | 0 | 0 | 1 | 1 | 404.74 | 2460 | 0 | 1
181B0929 | MC03 Control Unit for MI04-MI05 | SPR-CMB03024 | Vacon spares and service products | 0 | 0 | 0 | 0 | 0 | 0 | 0 | 0 | 28 | 184013.2 | 28 | 28 | 184013.2 | 2460 | 0 | 28
181B0930 | ASIC wire X2 | SPR-ELE25029 | Vacon spares and service products | 0 | 0 | 4 | 3549.19 | 0 | 0 | 0 | 0 | 0 | 0 | 4 | 4 | 3549.19 | 2460 | 0 | 4
181B0931 | Optical fiber set Asic driver | SPR-ELE23684 | Vacon spares and service products | 0 | 0 | 0 | 0 | 0 | 0 | 0 | 0 | 3 | 8919.87 | 3 | 3 | 8919.87 | 2460 | 0 | 3
181B0934 | Busbar DC- collector | SPR-MEC23679 | Vacon spares and service products | 1 | 8052.19 | 0 | 0 | 0 | 0 | 0 | 0 | 0 | 0 | 0 | 1 | 8052.19 | 2460 | 1
181B0935 | Busbar DC+ intervening | SPR-MEC23680 | Vacon spares and service products | 1 | 2174.09 | 0 | 0 | 0 | 0 | 0 | 0 | 0 | 0 | 0 | 1 | 2174.09 | 2460 | 1
181B0936 | Busbar DC- intervening | SPR-MEC23681 | Vacon spares and service products | 1 | 2501.5 | 0 | 0 | 0 | 0 | 0 | 0 | 0 | 0 | 0 | 1 | 2501.5 | 2460 | 1
181B0938 | Wire set 2 | SPR-ELE23686 | Vacon spares and service products | 0 | 0 | 0 | 0 | 0 | 0 | 0 | 0 | 2 | 12985.24 | 2 | 2 | 12985.24 | 2460 | 1 | 1
181B0940 | Shunt board 41.519 ohm | SPR-CMB21514 | Vacon spares and service products | 0 | 0 | 0 | 0 | 16 | 7741.45 | 0 | 0 | 0 | 0 | 16 | 16 | 7741.45 | 2460 | 0 | 16
181B0941 | DC link busbar kit 690V | SPR-MEC23626 | Vacon spares and service products | 0 | 0 | 1 | 29115.49 | 0 | 0 | 0 | 0 | 0 | 0 | 1 | 1 | 29115.49 | 2460 | 0 | 1
181B0942 | Shunt board 49.362 ohm | SPR-CMB25014 | Vacon spares and service products | 0 | 0 | 18 | 5813.43 | 0 | 0 | 0 | 0 | 0 | 0 | 18 | 18 | 5813.43 | 2460 | 0 | 18
181B0943 | Fibre optic cables kit PU2 | SPR-ELE21559 | Vacon spares and service products | 0 | 0 | 0 | 0 | 0 | 0 | 0 | 0 | 2 | 25999.3 | 2 | 2 | 25999.3 | 2460 | 0 | 2
181B0944 | Power control optical fibre PU1 8m | SPR-ELE25030 | Vacon spares and service products | 0 | 0 | 0 | 0 | 0 | 0 | 0 | 0 | 3 | 98079.6 | 3 | 3 | 98079.6 | 2460 | 0 | 3
181B0945 | Power control optical fibre PU2 8m | SPR-ELE25031 | Vacon spares and service products | 0 | 0 | 0 | 0 | 0 | 0 | 0 | 0 | 3 | 65143.47 | 3 | 3 | 65143.47 | 2460 | 0 | 3
181B0947 | Cable power mod.-control mod. | SPR-ELE21715 | Vacon spares and service products | 0 | 0 | 1 | 1640.95 | 0 | 0 | 0 | 0 | 0 | 0 | 1 | 1 | 1640.95 | 2460 | 0 | 1
181B0948 | 6DI,2AI+2AO(mA/+-V),+10/-10Vref,+24V va | OPT-AN-V | Vacon Option and Accessory | 0 | 0 | 0 | 0 | 1 | 2456.55 | 0 | 0 | 0 | 0 | 1 | 1 | 2456.55 | 2460 | 0 | 1
181B0952 | 5,6A 500V Gen2 MR04 Power board not prog | SPR-CMB04706-EMPTY | Vacon spares and service products | 0 | 0 | 0 | 0 | 0 | 0 | 0 | 0 | 1 | 8718.72 | 1 | 1 | 8718.72 | 2460 | 0 | 1
181B0970 | Power module 920A 690V no brake chopper | 60SA-FI13-0920-6-ANV | Vacon spares and service products | 0 | 0 | 1 | 126244.83 | 0 | 0 | 0 | 0 | 0 | 0 | 1 | 1 | 126244.83 | 2460 | 0 | 1
181B0984 | NXP3 control board varnished | SPR-CMB26429 | Vacon spares and service products | 6 | 52112.78 | 0 | 0 | 0 | 0 | 0 | 0 | 0 | 0 | 0 | 6 | 52112.78 | 2460 | 7
181B0987 | Shunt board 26.453 ohm | SPR-CMB21656 | Vacon spares and service products | 0 | 0 | 0 | 0 | 3 | 920.07 | 0 | 0 | 0 | 0 | 3 | 3 | 920.07 | 2460 | 0 | 3
181B0989 | Measurement board 105/205/310A 240/500V | SPR-CMB01790-EMPTY | Vacon spares and service products | 0 | 0 | 0 | 0 | 0 | 0 | 0 | 0 | 1 | 17867.76 | 1 | 1 | 17867.76 | 2460 | 0 | 1
181B0997 | Diodetyr mod SKKH 92/16E | SPR-ELE06830 | Vacon spares and service products | 0 | 0 | 0 | 0 | 1 | 1541.36 | 0 | 0 | 0 | 0 | 1 | 1 | 1541.36 | 2460 | 0 | 1
181B1008 | Cover IP21 | SPR-MEC21695 | Vacon spares and service products | 0 | 0 | 0 | 0 | 0 | 0 | 1 | 938.69 | 0 | 0 | 1 | 1 | 938.69 | 2460 | 0 | 1
181B1021 | Diodetyr module SKKH 330/16E 12 pulse un | SPR-ELE21583 | Vacon spares and service products | 0 | 0 | 0 | 0 | 0 | 0 | 0 | 0 | 7 | 88316.27 | 7 | 7 | 88316.27 | 2460 | 0 | 7
181B1022 | SKKH 570/18E 1800V 570A | SPR-ELE21544 | Vacon spares and service products | 0 | 0 | 0 | 0 | 0 | 0 | 1 | 10185.15 | 0 | 0 | 1 | 1 | 10185.15 | 2460 | 0 | 1
181B1024 | Brake wire | SPR-ELE21718 | Vacon spares and service products | 0 | 0 | 0 | 0 | 0 | 0 | 0 | 0 | 1 | 378.87 | 1 | 1 | 378.87 | 2460 | 0 | 1
181B1030 | NXS2 control board varnished | SPR-CMB26428 | Vacon spares and service products | 4 | 20450.37 | 0 | 0 | 0 | 0 | 0 | 0 | 0 | 0 | 0 | 4 | 20450.37 | 2460 | 3
181B1031 | Driver adapter board | SPR-CMB21577 | Vacon spares and service products | 0 | 0 | 0 | 0 | 0 | 0 | 0 | 0 | 3 | 23267.28 | 3 | 3 | 23267.28 | 2460 | 0 | 3
181B1034 | Shunt board 35.065 ohm | SPR-CMB21581 | Vacon spares and service products | 0 | 0 | 0 | 0 | 0 | 0 | 12 | 3751.2 | 0 | 0 | 12 | 12 | 3751.2 | 2460 | 0 | 12
181B1035 | Shunt board 35.191 ohm | SPR-CMB25004 | Vacon spares and service products | 0 | 0 | 0 | 0 | 12 | 3680.21 | 0 | 0 | 0 | 0 | 12 | 12 | 3680.21 | 2460 | 0 | 12
181B1036 | Shunt board 51.692Shunt board 51.692 ohm | SPR-CMB21586 | Vacon spares and service products | 0 | 0 | 0 | 0 | 12 | 5520.31 | 0 | 0 | 0 | 0 | 12 | 12 | 5520.31 | 2460 | 0 | 12
181B1037 | Shunt board 31.130 ohm | SPR-CMB23650 | Vacon spares and service products | 0 | 0 | 0 | 0 | 6 | 2760.15 | 0 | 0 | 0 | 0 | 6 | 6 | 2760.15 | 2460 | 0 | 6
181B1038 | Shunt board 39.308 ohm | SPR-CMB25010 | Vacon spares and service products | 0 | 0 | 0 | 0 | 9 | 4140.8 | 0 | 0 | 0 | 0 | 9 | 9 | 4140.8 | 2460 | 0 | 9
181B1039 | Shunt board 39.319 ohm | SPR-CMB25002 | Vacon spares and service products | 0 | 0 | 0 | 0 | 18 | 5584.6 | 0 | 0 | 0 | 0 | 18 | 18 | 5584.6 | 2460 | 0 | 18
181B1054 | DC fan retrofit kit 200V | SPR-MEC14725 | Vacon spares and service products | 0 | 0 | 0 | 0 | 0 | 0 | 0 | 0 | 1 | 28047.86 | 1 | 1 | 28047.86 | 2460 | 0 | 1
181B1055 | Front cover IP21 | SPR-MEC19713 | Vacon spares and service products | 0 | 0 | 0 | 0 | 0 | 0 | 0 | 0 | 4 | 3590.56 | 4 | 4 | 3590.56 | 2460 | 0 | 4
181B1065 | Balancing resistor assembly 500V | SPR-ELE21501 | Vacon spares and service products | 0 | 0 | 0 | 0 | 0 | 0 | 2 | 4768.04 | 3 | 15532.96 | 5 | 5 | 20301 | 2460 | 0 | 5
181B1077 | Input filter board for FR7 500V | SPR-CMB21671 | Vacon spares and service products | 0 | 0 | 0 | 0 | 0 | 0 | 0 | 0 | 2 | 3750.46 | 2 | 2 | 3750.46 | 2460 | 0 | 2
181B1079 | Snubber capacitor 9*300nF 1250VDC | SPR-ELE21551 | Vacon spares and service products | 1 | 3464.7 | 0 | 0 | 0 | 0 | 0 | 0 | 0 | 0 | 0 | 1 | 3464.7 | 2460 | 1
181B1081 | Power board 12A 240V MR04-not programmed | 60PP13027 | Vacon spares and service products | 0 | 0 | 0 | 0 | 0 | 0 | 0 | 0 | 10 | 45411 | 10 | 10 | 45411 | 2460 | 0 | 10
181B1087 | Capacitor filter board MR07 380/500V | SPR-CMB06828 | Vacon spares and service products | 0 | 0 | 0 | 0 | 0 | 0 | 0 | 0 | 1 | 1750.48 | 1 | 1 | 1750.48 | 2460 | 0 | 1
181B1091 | Control flat cable MR04 | SPR-ELE01782 | Vacon spares and service products | 0 | 0 | 0 | 0 | 0 | 0 | 0 | 0 | 3 | 1985.79 | 3 | 3 | 1985.79 | 2460 | 0 | 3
181B1092 | Control flat cable MR05 | SPR-ELE01783 | Vacon spares and service products | 0 | 0 | 0 | 0 | 0 | 0 | 0 | 0 | 3 | 1985.79 | 3 | 3 | 1985.79 | 2460 | 0 | 3
181B1112 | Charging resistor 100R MR08 | SPR-ELE06650 | Vacon spares and service products | 0 | 0 | 0 | 0 | 0 | 0 | 0 | 0 | 1 | 2002.95 | 1 | 1 | 2002.95 | 2460 | 0 | 1
181B1127 | Fan power supply | SPR-CMB14706 | Vacon spares and service products | 0 | 0 | 0 | 0 | 0 | 0 | 0 | 0 | 1 | 25225.43 | 1 | 1 | 25225.43 | 2460 | 0 | 1
181B1129 | Shunt board 52.548 ohm | SPR-CMB23653 | Vacon spares and service products | 0 | 0 | 0 | 0 | 6 | 2760.15 | 0 | 0 | 0 | 0 | 6 | 6 | 2760.15 | 2460 | 0 | 6
181B1149 | MR07 Snubber capacitor kit | SPR-ELE06826 | Vacon spares and service products | 0 | 0 | 0 | 0 | 0 | 0 | 0 | 0 | 1 | 1389.96 | 1 | 1 | 1389.96 | 2460 | 0 | 1
181B1150 | Snubber capacitor kit | SPR-ELE07265 | Vacon spares and service products | 0 | 0 | 0 | 0 | 0 | 0 | 0 | 0 | 1 | 4780.15 | 1 | 1 | 4780.15 | 2460 | 0 | 1
181B1168 | AC choke 400A | SPR-ELE21506 | Vacon spares and service products | 0 | 0 | 0 | 0 | 0 | 0 | 1 | 49860.57 | 0 | 0 | 1 | 1 | 49860.57 | 2460 | 0 | 1
181B1177 | MR09 Main terminal kit | SPR-MEC02949 | Vacon spares and service products | 0 | 0 | 0 | 0 | 0 | 0 | 4 | 21163.74 | 0 | 0 | 4 | 4 | 21163.74 | 2460 | 0 | 4
181B1223 | Power board 16A 500V brake chopper | 60SA-VB00613-0016-5-ABV | Vacon spares and service products | 0 | 0 | 0 | 0 | 0 | 0 | 0 | 0 | 1 | 14519.97 | 1 | 1 | 14519.97 | 2460 | 0 | 1
181B1228 | Power board 61A 500V with brake | 60SA-VB00416-0061-5-ABV | Vacon spares and service products | 0 | 0 | 0 | 0 | 0 | 0 | 0 | 0 | 3 | 57873.75 | 3 | 3 | 57873.75 | 2460 | 0 | 3
181B1233 | Fan capacitor assembly | SPR-ELE14731 | Vacon spares and service products | 0 | 0 | 0 | 0 | 0 | 0 | 0 | 0 | 1 | 4628.52 | 1 | 1 | 4628.52 | 2460 | 0 | 1
181B1235 | Balancing resistor kit 500V | SPR-ELE23621 | Vacon spares and service products | 0 | 0 | 0 | 0 | 0 | 0 | 2 | 12183.71 | 2 | 28021.55 | 4 | 4 | 40205.26 | 2460 | 0 | 4
181B1241 | Asic mechanics assembly air cooled | SPR-MEC21574 | Vacon spares and service products | 8 | 18712.45 | 0 | 0 | 0 | 0 | 0 | 0 | 0 | 0 | 0 | 8 | 18712.45 | 2460 | 2
181B1242 | Bus bar insulator kit 500V-690V | SPR-MEC21681 | Vacon spares and service products | 0 | 0 | 0 | 0 | 0 | 0 | 0 | 0 | 1 | 3948.17 | 1 | 1 | 3948.17 | 2460 | 0 | 1
181B1249 | Input terminal block L1/L2/L3 | 60PP01156 | Vacon spares and service products | 0 | 0 | 0 | 0 | 0 | 0 | 0 | 0 | 12 | 7530.48 | 12 | 12 | 7530.48 | 2460 | 0 | 12
181B1250 | Power board 3A 500V with brake | 60SA-VB00208-0003-5-ABV | Vacon spares and service products | 0 | 0 | 0 | 0 | 0 | 0 | 0 | 0 | 2 | 23563 | 2 | 2 | 23563 | 2460 | 0 | 2
181B1251 | Power board 4A 500V with brake | 60SA-VB00208-0004-5-ABV | Vacon spares and service products | 0 | 0 | 0 | 0 | 0 | 0 | 0 | 0 | 3 | 35053.86 | 3 | 3 | 35053.86 | 2460 | 0 | 3
181B1252 | Power board 5A 500V with brake | 60SA-VB00208-0005-5-ABV | Vacon spares and service products | 0 | 0 | 0 | 0 | 0 | 0 | 0 | 0 | 3 | 36527.64 | 3 | 3 | 36527.64 | 2460 | 0 | 3
181B1253 | Power board 7A 500V with brake | 60SA-VB00208-0007-5-ABV | Vacon spares and service products | 0 | 0 | 0 | 0 | 0 | 0 | 0 | 0 | 2 | 22968.76 | 2 | 2 | 22968.76 | 2460 | 0 | 2
181B1284 | DC fan assembly | SPR-MEC21614 | Vacon spares and service products | 0 | 0 | 0 | 0 | 0 | 0 | 1 | 16023.55 | 0 | 0 | 1 | 1 | 16023.55 | 2460 | 0 | 1
181B1290 | Shunt board 64.842 ohm | SPR-CMB21584 | Vacon spares and service products | 0 | 0 | 0 | 0 | 6 | 2648.69 | 6 | 4567.89 | 0 | 0 | 12 | 12 | 7216.58 | 2460 | 0 | 12
181B1291 | Shunt board 21.936 ohm | SPR-CMB21639 | Vacon spares and service products | 0 | 0 | 0 | 0 | 6 | 1840.11 | 0 | 0 | 0 | 0 | 6 | 6 | 1840.11 | 2460 | 0 | 6
181B1292 | Shunt board 38.920 ohm | SPR-CMB23646 | Vacon spares and service products | 0 | 0 | 0 | 0 | 6 | 2760.15 | 0 | 0 | 0 | 0 | 6 | 6 | 2760.15 | 2460 | 0 | 6
181B1293 | Shunt board 34.305 ohm | SPR-CMB23648 | Vacon spares and service products | 0 | 0 | 0 | 0 | 0 | 0 | 1 | 692.09 | 0 | 0 | 1 | 1 | 692.09 | 2460 | 0 | 1
181B1294 | Shunt board 40.333 ohm | SPR-CMB23657 | Vacon spares and service products | 0 | 0 | 0 | 0 | 6 | 2760.15 | 0 | 0 | 0 | 0 | 6 | 6 | 2760.15 | 2460 | 0 | 6
181B1295 | Shunt board 46.875 ohm | SPR-CMB23710 | Vacon spares and service products | 0 | 0 | 0 | 0 | 6 | 2760.15 | 0 | 0 | 0 | 0 | 6 | 6 | 2760.15 | 2460 | 0 | 6
181B1296 | Shunt board 40.174 ohm | SPR-CMB23711 | Vacon spares and service products | 0 | 0 | 0 | 0 | 6 | 2986.96 | 0 | 0 | 0 | 0 | 6 | 6 | 2986.96 | 2460 | 0 | 6
181B1297 | Shunt board 32.903 ohm | SPR-CMB23712 | Vacon spares and service products | 0 | 0 | 0 | 0 | 3 | 1337.15 | 3 | 2683.62 | 0 | 0 | 6 | 6 | 4020.77 | 2460 | 0 | 6
181B1298 | Shunt board 25.857 ohm | SPR-CMB23714 | Vacon spares and service products | 0 | 0 | 0 | 0 | 9 | 4481.15 | 0 | 0 | 0 | 0 | 9 | 9 | 4481.15 | 2460 | 0 | 9
181B1301 | Fan supply 500V | SPR-CMB14662 | Vacon spares and service products | 0 | 0 | 0 | 0 | 0 | 0 | 0 | 0 | 1 | 18794.53 | 1 | 1 | 18794.53 | 2460 | 0 | 1
181B1302 | Shunt board 53.957 ohm | SPR-CMB23718 | Vacon spares and service products | 0 | 0 | 0 | 0 | 3 | 1597.23 | 0 | 0 | 0 | 0 | 3 | 3 | 1597.23 | 2460 | 0 | 3
181B1303 | Shunt board 46.859 ohm | SPR-CMB23719 | Vacon spares and service products | 0 | 0 | 0 | 0 | 3 | 1494.2 | 0 | 0 | 0 | 0 | 3 | 3 | 1494.2 | 2460 | 0 | 3
181B1304 | Shunt board 39.679 ohm | SPR-CMB23720 | Vacon spares and service products | 0 | 0 | 0 | 0 | 3 | 1597.23 | 0 | 0 | 0 | 0 | 3 | 3 | 1597.23 | 2460 | 0 | 3
181B1306 | Snubber assembly | SPR-ELE21698 | Vacon spares and service products | 0 | 0 | 0 | 0 | 0 | 0 | 0 | 0 | 1 | 5104.71 | 1 | 1 | 5104.71 | 2460 | 0 | 1
181B1307 | Balansing resistor kit 690V | SPR-ELE23625 | Vacon spares and service products | 0 | 0 | 0 | 0 | 2 | 12356.85 | 0 | 0 | 0 | 0 | 2 | 2 | 12356.85 | 2460 | 1 | 1
181B1308 | Balancing resistor kit 500V | SPR-ELE23716 | Vacon spares and service products | 1 | 3404.05 | 0 | 0 | 0 | 0 | 0 | 0 | 0 | 0 | 0 | 1 | 3404.05 | 2460 | 1
181B1309 | MR07 Main terminal bus bar kit | SPR-MEC06827 | Vacon spares and service products | 0 | 0 | 0 | 0 | 0 | 0 | 0 | 0 | 1 | 2820.26 | 1 | 1 | 2820.26 | 2460 | 0 | 1
181B1310 | DC link busbar kit 690V left | SPR-MEC21510 | Vacon spares and service products | 0 | 0 | 0 | 0 | 1 | 23712.77 | 0 | 0 | 0 | 0 | 1 | 1 | 23712.77 | 2460 | 0 | 1
181B1311 | DC link busbar kit 690V right | SPR-MEC21511 | Vacon spares and service products | 0 | 0 | 1 | 22362.3 | 0 | 0 | 0 | 0 | 0 | 0 | 1 | 1 | 22362.3 | 2460 | 0 | 1
181B1312 | Busbar kit | SPR-MEC23631 | Vacon spares and service products | 0 | 0 | 0 | 0 | 1 | 3370.06 | 0 | 0 | 0 | 0 | 1 | 1 | 3370.06 | 2460 | 0 | 1
181B1325 | Power module left right 385A 500V no bra | SPR-ELE21580 | Vacon spares and service products | 0 | 0 | 0 | 0 | 0 | 0 | 0 | 0 | 2 | 525543.62 | 2 | 2 | 525543.62 | 2460 | 0 | 2
181B1327 | Power module 416A 690V no brake chopper | SPR-ELE23623 | Vacon spares and service products | 0 | 0 | 0 | 0 | 0 | 0 | 0 | 0 | 1 | 247867.86 | 1 | 1 | 247867.86 | 2460 | 0 | 1
181B1329 | Rectifier SKKH 162/16E | SPR-ELE14720 | Vacon spares and service products | 0 | 0 | 0 | 0 | 0 | 0 | 0 | 0 | 3 | 8905.59 | 3 | 3 | 8905.59 | 2460 | 0 | 3
181B1330 | Balancing resistor kit 500V | 60S0000081 | Vacon spares and service products | 0 | 0 | 0 | 0 | 0 | 0 | 0 | 0 | 1 | 5023.54 | 1 | 1 | 5023.54 | 2460 | 0 | 1
181B1331 | DC link busbar kit 690V left | 60S0000050 | Vacon spares and service products | 0 | 0 | 0 | 0 | 0 | 0 | 1 | 29506.65 | 0 | 0 | 1 | 1 | 29506.65 | 2460 | 0 | 1
181B1332 | DC link busbar kit 690V right | 60S0000052 | Vacon spares and service products | 0 | 0 | 0 | 0 | 0 | 0 | 1 | 31048.57 | 0 | 0 | 1 | 1 | 31048.57 | 2460 | 0 | 1
181B1334 | Balancing resistor assembly 690V | 60PP13028 | Vacon spares and service products | 0 | 0 | 0 | 0 | 0 | 0 | 1 | 4408.5 | 3 | 13225.5 | 4 | 4 | 17634 | 2460 | 0 | 4
181B1335 | Snubber assembly | 60PP07029 | Vacon spares and service products | 0 | 0 | 0 | 0 | 0 | 0 | 0 | 0 | 1 | 4188.12 | 1 | 1 | 4188.12 | 2460 | 0 | 1
181B1336 | Cable power mod.-control mod. | SPR-ELE19675 | Vacon spares and service products | 0 | 0 | 0 | 0 | 0 | 0 | 0 | 0 | 3 | 1014.54 | 3 | 3 | 1014.54 | 2460 | 0 | 3
181B1337 | Brake gate drive wire | SPR-ELE19705 | Vacon spares and service products | 0 | 0 | 0 | 0 | 0 | 0 | 0 | 0 | 4 | 1118.88 | 4 | 4 | 1118.88 | 2460 | 0 | 4
181B1340 | Rectifying module sub assembly 500V left | SPR-ELE21498 | Vacon spares and service products | 0 | 0 | 0 | 0 | 0 | 0 | 0 | 0 | 2 | 82927.82 | 2 | 2 | 82927.82 | 2460 | 0 | 2
181B1341 | Rectifying module sub assembly 690V left | SPR-ELE21508 | Vacon spares and service products | 0 | 0 | 0 | 0 | 0 | 0 | 0 | 0 | 1 | 47279.7 | 1 | 1 | 47279.7 | 2460 | 0 | 1
181B1342 | Front cover IP21 | SPR-MEC19741 | Vacon spares and service products | 0 | 0 | 0 | 0 | 0 | 0 | 0 | 0 | 4 | 1889.48 | 4 | 4 | 1889.48 | 2460 | 0 | 4
181B1343 | Front cover IP54 FR8 | SPR-MEC14750 | Vacon spares and service products | 0 | 0 | 0 | 0 | 0 | 0 | 0 | 0 | 3 | 19371.24 | 3 | 3 | 19371.24 | 2460 | 0 | 3
181B1344 | Terminal sub assembly H | SPR-MEC21632 | Vacon spares and service products | 0 | 0 | 0 | 0 | 0 | 0 | 0 | 0 | 1 | 42908.32 | 1 | 1 | 42908.32 | 2460 | 0 | 1
181B1345 | Input terminal cable insulator | SPR-MEC21522 | Vacon spares and service products | 0 | 0 | 0 | 0 | 0 | 0 | 29 | 8093.03 | 1 | 279.07 | 30 | 30 | 8372.1 | 2460 | 0 | 30
181B1346 | Rectifier SKKH 162/16E | SPR-MEC26383 | Vacon spares and service products | 0 | 0 | 0 | 0 | 0 | 0 | 2 | 2234.38 | 1 | 1117.19 | 3 | 3 | 3351.57 | 2460 | 0 | 3
181B1347 | Busbar kit | 60FI10071 | Vacon spares and service products | 0 | 0 | 0 | 0 | 0 | 0 | 0 | 0 | 1 | 4645.49 | 1 | 1 | 4645.49 | 2460 | 0 | 1
181B1348 | Shunt board 67,500 ohm | SPR-CMB23717 | Vacon spares and service products | 0 | 0 | 0 | 0 | 3 | 1494.2 | 0 | 0 | 0 | 0 | 3 | 3 | 1494.2 | 2460 | 0 | 3
181B1355 | IGBT SKM 75GB176D | 60PP01159 | Vacon spares and service products | 0 | 0 | 0 | 0 | 0 | 0 | 0 | 0 | 2 | 10833.8 | 2 | 2 | 10833.8 | 2460 | 0 | 2
181B1356 | Rectifier Board FR7 EMC-level T |  | Vacon spares and service products | 0 | 0 | 0 | 0 | 0 | 0 | 0 | 0 | 2 | 38698.42 | 2 | 2 | 38698.42 | 2460 | 0 | 2
181B1363 | DC Fan assembly / kit FR10-12 | 60S01013 | Vacon spares and service products | 0 | 0 | 0 | 0 | 1 | 0 | 1 | 37968.31 | 0 | 0 | 2 | 2 | 37968.31 | 2460 | 0 | 2
181B1391 | System Bus adapter, 2x fibre-optic cable | OPT-D1 | Vacon Option and Accessory | 0 | 0 | 0 | 0 | 0 | 0 | 0 | 0 | 4 | 27013.52 | 4 | 4 | 27013.52 | 2460 | 0 | 4
181B1392 | MR04 MainCoverIP21Dark Grey,NCS7010-R90B | VACON-SPR-MEC01960-HVAC | Vacon spares and service products | 0 | 0 | 0 | 0 | 0 | 0 | 0 | 0 | 1 | 1489.35 | 1 | 1 | 1489.35 | 2460 | 0 | 1
181B1393 | MR05 MainCoverIP21Dark Grey,NCS7010-R90B | VACON-SPR-MEC01963-HVAC | Vacon spares and service products | 0 | 0 | 0 | 0 | 0 | 0 | 0 | 0 | 1 | 1654.83 | 1 | 1 | 1654.83 | 2460 | 0 | 1
181B1407 | Selma S2 protocol, varnished | OPT-CG-V | Vacon Option and Accessory | 0 | 0 | 0 | 0 | 0 | 0 | 3 | 35771.64 | 0 | 0 | 3 | 3 | 35771.64 | 2460 | 0 | 3
181B1409 | Power module 261A 500V w/o brake | 60SA-FI09-0261-5-ANV | Vacon spares and service products | 0 | 0 | 0 | 0 | 1 | 58826.44 | 0 | 0 | 0 | 0 | 1 | 1 | 58826.44 | 2460 | 0 | 1
181B1410 | Power module cover MF5/FR5 | 60FR05002 | Vacon spares and service products | 0 | 0 | 0 | 0 | 0 | 0 | 2 | 1065.76 | 0 | 0 | 2 | 2 | 1065.76 | 2460 | 0 | 2
181B1411 | Rectifier module ass. 500V FR10, FR12 | 60FR10820 | Vacon spares and service products | 0 | 0 | 0 | 0 | 0 | 0 | 2 | 112587.76 | 0 | 0 | 2 | 2 | 112587.76 | 2460 | 0 | 2
181B1412 | Asic assembly FR10,FR11,FR12 | 60FR10849 | Vacon spares and service products | 0 | 0 | 0 | 0 | 0 | 0 | 2 | 77599.64 | 0 | 0 | 2 | 2 | 77599.64 | 2460 | 0 | 2
181B1413 | DC-power supply ass. 690V FI13 LCL | 60PP00524 | Vacon spares and service products | 0 | 0 | 0 | 0 | 0 | 0 | 1 | 30336.76 | 0 | 0 | 1 | 1 | 30336.76 | 2460 | 0 | 1
181B1414 | AC-choke 208A 690VAC FR9 | 60PP01046 | Vacon spares and service products | 0 | 0 | 0 | 0 | 0 | 0 | 2 | 96067.04 | 0 | 0 | 2 | 2 | 96067.04 | 2460 | 0 | 2
181B1415 | AC-choke 125A 690VAC FR8 | 60PP01128 | Vacon spares and service products | 0 | 0 | 0 | 0 | 0 | 0 | 3 | 125185.08 | 0 | 0 | 3 | 3 | 125185.08 | 2460 | 0 | 3
181B1416 | IGBT Skim 501GD128 DM | 60PP01161 | Vacon spares and service products | 0 | 0 | 0 | 0 | 0 | 0 | 1 | 16688.81 | 0 | 0 | 1 | 1 | 16688.81 | 2460 | 0 | 1
181B1417 | Direct fan supply kit FR8 Gen1 400V | 60S0000110 | Vacon spares and service products | 0 | 0 | 0 | 0 | 0 | 0 | 2 | 70370.32 | 0 | 0 | 2 | 2 | 70370.32 | 2460 | 0 | 2
181B1418 | Power module ass. 920A 500V w/o brake | 60SA-FR12-0920-5-ANV | Vacon spares and service products | 0 | 0 | 0 | 0 | 0 | 0 | 2 | 699547.06 | 0 | 0 | 2 | 2 | 699547.06 | 2460 | 0 | 2
181B1419 | Power board 12A 500V FR4 -not programmed | 60SA-VB00210-0012-5-XXV | Vacon spares and service products | 0 | 0 | 0 | 0 | 0 | 0 | 1 | 12579.75 | 0 | 0 | 1 | 1 | 12579.75 | 2460 | 0 | 1
181B1420 | Power board 140-205A 500V FR8 -not progr | 60SA-VB00236-0000-5-XXV | Vacon spares and service products | 0 | 0 | 0 | 0 | 0 | 0 | 1 | 15095.25 | 0 | 0 | 1 | 1 | 15095.25 | 2460 | 0 | 1
181B1421 | Power board 31A 500V FR5 with brake | 60SA-VB00413-0031-5-ABV | Vacon spares and service products | 0 | 0 | 0 | 0 | 0 | 0 | 5 | 57075.6 | 0 | 0 | 5 | 5 | 57075.6 | 2460 | 0 | 5
181B1422 | Power board 100A 690V FR8 with brake | 60SA-VB00422-0100-6-ABV | Vacon spares and service products | 0 | 0 | 0 | 0 | 0 | 0 | 2 | 61731.24 | 0 | 0 | 2 | 2 | 61731.24 | 2460 | 0 | 2
181B1423 | Star coupler board | 60VB00336 | Vacon spares and service products | 0 | 0 | 0 | 0 | 0 | 0 | 2 | 57207.06 | 0 | 0 | 2 | 2 | 57207.06 | 2460 | 0 | 2
181B1426 | 3DI(Encoder 10..24V),+15/+24 Vout, varn. | OPT-A5 | Vacon Option and Accessory | 0 | 0 | 1 | 1464.66 | 0 | 0 | 2 | 2929.33 | 0 | 0 | 3 | 3 | 4393.99 | 2460 | 2 | 1
181B1427 | Power Board 16-31A 500V FR5 | 60SA-VB00213-0000-5-XXV | Vacon spares and service products | 0 | 0 | 0 | 0 | 0 | 0 | 0 | 0 | 1 | 13564.13 | 1 | 1 | 13564.13 | 2460 | 0 | 1
181B1439 | Cabel RS232 2m PC |  | Vacon Option and Accessory | 0 | 0 | 0 | 0 | 0 | 0 | 2 | 704.18 | 0 | 0 | 2 | 2 | 704.18 | 2460 | 0 | 2
181B1440 | Cabel RS232 4m |  | Vacon Option and Accessory | 0 | 0 | 0 | 0 | 0 | 0 | 2 | 985.74 | 0 | 0 | 2 | 2 | 985.74 | 2460 | 0 | 2
181B1456 | Driver supply wire | SPR-ELE23687 | Vacon Option and Accessory | 1 | 161.03 | 0 | 0 | 0 | 0 | 0 | 0 | 0 | 0 | 0 | 1 | 161.03 | 2460 | 1
181B1457 | Wire 1 bridge | SPR-ELE23689 | Vacon Option and Accessory | 1 | 1127.3 | 0 | 0 | 0 | 0 | 0 | 0 | 0 | 0 | 0 | 1 | 1127.3 | 2460 | 1
181B1569 | 1AI(mA,isolated),2AO(mA,isolated),+24V | OPT-B4 | Vacon Option and Accessory | 0 | 0 | 0 | 0 | 2 | 7292.1 | 0 | 0 | 0 | 0 | 2 | 2 | 7292.1 | 2460 | 0 | 2
181B1620 | SPR-MEC03031 | SPR-MEC03031 | Vacon Option and Accessory | 1 | 856.53 | 0 | 0 | 0 | 0 | 0 | 0 | 0 | 0 | 0 | 1 | 856.53 | 2460 | 1
181B1764 | Power module 300A 500V FI9 w/o brake | 60SA-FI09-0300-5-ANV | Vacon spares and service products | 0 | 0 | 2 | 119882.6 | 0 | 0 | 0 | 0 | 0 | 0 | 2 | 2 | 119882.6 | 2460 | 1 | 1
181B1998 | Front cover kit dark grey | SPR-MEC23724 | Vacon spares and service products | 0 | 0 | 0 | 0 | 1 | 1323.78 | 0 | 0 | 0 | 0 | 1 | 1 | 1323.78 | 2460 | 0 | 1
181B2023 | Cabel RS232 4m | CAB-RS232C-4M | Vacon spares and service products | 1 | 3137.58 | 0 | 0 | 0 | 0 | 0 | 0 | 0 | 0 | 0 | 1 | 3137.58 | 2460 | 1
181B2027 | System bus cable 4m | CAB-SYS-4M | Vacon spares and service products | 11 | 9704.22 | 0 | 0 | 0 | 0 | 0 | 0 | 0 | 0 | 0 | 11 | 9704.22 | 2460 | 10
181B2069 | Door installation set 4m cable | PAN-DRA-04B | Vacon Option and Accessory | 1 | 1863.14 | 0 | 0 | 0 | 0 | 0 | 0 | 0 | 0 | 0 | 1 | 1863.14 | 2460 | 1
181B2084 | Charging kit for AFE/FFE FI13 | POW-CHARGING-AFE-FFE-FI13 | Vacon Option and Accessory | 1 | 4295.34 | 0 | 0 | 0 | 0 | 0 | 0 | 0 | 0 | 0 | 1 | 4295.34 | 2460 | 2
181B2186 | Side cover L+R black | SPR-MEC21589 | Vacon spares and service products | 0 | 0 | 0 | 0 | 1 | 4493.66 | 0 | 0 | 0 | 0 | 1 | 1 | 4493.66 | 2460 | 0 | 1
181B2270 | Side cover left black | SPR-MEC23638 | Vacon spares and service products | 0 | 0 | 0 | 0 | 1 | 6756.61 | 0 | 0 | 0 | 0 | 1 | 1 | 6756.61 | 2460 | 0 | 1
181B2536 | ASIC cover assembly with fan for Air/Liq | SPR-MEC28571 | Vacon spares and service products | 0 | 0 | 0 | 0 | 1 | 2350.47 | 0 | 0 | 0 | 0 | 1 | 1 | 2350.47 | 2460 | 0 | 1
181B2565 | Rectifier board CH7x | SPR-CMB28592 | Vacon spares and service products | 0 | 0 | 0 | 0 | 0 | 0 | 4 | 19343.27 | 0 | 0 | 4 | 4 | 19343.27 | 2460 | 0 | 4
181B2645 | Can interface AG, Varnished | OPT-AG-V+BM21-X3 | Vacon spares and service products | 1 | 4339.72 | 0 | 0 | 0 | 0 | 0 | 0 | 0 | 0 | 0 | 1 | 4339.72 | 2460 | 0
181B2676 | Primary choke 3KU210/78 100kV for solar | SPR-ELE16400 | Vacon spares and service products | 0 | 0 | 0 | 0 | 0 | 0 | 1 | 101281.78 | 0 | 0 | 1 | 1 | 101281.78 | 2460 | 0 | 1
181B2677 | Secondary choke 3KU150/50 100kV for sola | SPR-ELE16401 | Vacon spares and service products | 0 | 0 | 0 | 0 | 0 | 0 | 1 | 46147.46 | 0 | 0 | 1 | 1 | 46147.46 | 2460 | 0 | 1
181B2680 | MR09 Power module wire kit | SPR-ELE09164 | Vacon spares and service products | 0 | 0 | 0 | 0 | 0 | 0 | 6 | 22735.46 | 0 | 0 | 6 | 6 | 22735.46 | 2460 | 0 | 6
181B2686 | HF cap ass. 25uF LCL 500/690V | SPR-ELE25043 | Vacon spares and service products | 0 | 0 | 0 | 0 | 1 | 22841.6 | 0 | 0 | 0 | 0 | 1 | 1 | 22841.6 | 2460 | 0 | 1
181B2908 | DC fan wire harness kit 500/690V | SPR-ELE25041 | Vacon spares and service products | 0 | 0 | 0 | 0 | 4 | 45110.83 | 0 | 0 | 0 | 0 | 4 | 4 | 45110.83 | 2460 | 0 | 4
192H4922 | MOTORADAPTER F.SEW MOTOREN DV100-DV132 S |  | OTHER INCOME PL09 | 0 | 0 | 0 | 0 | 0 | 0 | 28 | 16788.77 | 0 | 0 | 28 | 28 | 16788.77 | 2460 | 0 | 28
195N0600 | Control card VLT2800. Use 195N0600 |  | Accessories for Electrical Drives | 0 | 0 | 4 | 4484.81 | 0 | 0 | 0 | 0 | 0 | 0 | 4 | 4 | 4484.81 | 2460 | 8
195N2692 | Accessory bag for 2805-2815 w/o brake |  | DD Spare parts | 0 | 0 | 0 | 0 | 0 | 0 | 0 | 0 | 5 | 3352.19 | 5 | 5 | 3352.19 | 2460 | 0 | 5
950F0013 | terminal blocks 50mm2 screw/screw |  | DD Spare parts | 7 | 2616.64 | 0 | 0 | 0 | 0 | 0 | 0 | 0 | 0 | 0 | 7 | 2616.64 | 2460 | 9
950F0014 | terminal blocks 50mm2 screw/screw |  | DD Spare parts | 20 | 3763.69 | 4 | 752.66 | 0 | 0 | 0 | 0 | 0 | 0 | 4 | 24 | 4516.35 | 2460 | 5
AQUA01 | VLT Aqua Drive - The ultimate solution |  | DD Sales Promotion | 0 | 0 | 0 | 0 | 0 | 0 | 0 | 0 | 340 | 340 | 340 | 340 | 340 | 2460 | 0 | 340
AQUA02 | VLT Aqua Drive - The ultimate solution |  | DD Sales Promotion | 0 | 0 | 0 | 0 | 0 | 0 | 0 | 0 | 598 | 598 | 598 | 598 | 598 | 2460 | 0 | 598
CHEM01 | VLT Chemical - Safe and reliable motor c |  | DD Sales Promotion | 0 | 0 | 0 | 0 | 0 | 0 | 0 | 0 | 165 | 165 | 165 | 165 | 165 | 2460 | 0 | 165
CPVX2O11SD | VFD Control Panelfor 2x11 KW VFD Panel W |  | VLT engineered enclosed drive | 0 | 0 | 0 | 0 | 0 | 0 | 0 | 0 | 1 | 159648.22 | 1 | 1 | 159648.22 | 2460 | 0 | 1
EC01 | EC+ - Systematic energy saving EC+ |  | DD Sales Promotion | 0 | 0 | 0 | 0 | 0 | 0 | 0 | 0 | 325 | 32.5 | 325 | 325 | 32.5 | 2460 | 0 | 325
FC360NEW01 | VLT Automation Drive FC360 New01 |  | DD Sales Promotion | 0 | 0 | 0 | 0 | 0 | 0 | 0 | 0 | 58 | 0.58 | 58 | 58 | 0.58 | 2460 | 0 | 58
FOLDER01 | Folders |  | DD Sales Promotion | 0 | 0 | 0 | 0 | 0 | 0 | 0 | 0 | 1443 | 1443 | 1443 | 1443 | 1443 | 2460 | 0 | 1443
HPD01 | VLT High Power Selection Guide |  | DD Sales Promotion | 0 | 0 | 0 | 0 | 0 | 0 | 0 | 0 | 388 | 388 | 388 | 388 | 388 | 2460 | 0 | 388
HVAC01 | VLT HVAC Drive - For HVAC it has to be |  | DD Sales Promotion | 0 | 0 | 0 | 0 | 0 | 0 | 0 | 0 | 18 | 18 | 18 | 18 | 18 | 2460 | 0 | 18
HVAC02 | VLT HVAC Basic Drive - for compact sim. |  | DD Sales Promotion | 0 | 0 | 0 | 0 | 0 | 0 | 0 | 0 | 123 | 123 | 123 | 123 | 123 | 2460 | 0 | 123
MOTO01 | MOTO |  | DD Sales Promotion | 0 | 0 | 0 | 0 | 0 | 0 | 0 | 0 | 248 | 248 | 248 | 248 | 248 | 2460 | 0 | 248
P10011320F | Panel with Swi Gear for 132kw VFD-200KW |  | Accessories for Electrical Drives | 0 | 0 | 0 | 0 | 0 | 0 | 0 | 0 | 1 | 46326 | 1 | 1 | 46326 | 2460 | 0 | 1
P102011001 | RECTIFIER PANEL 110KW3PH,415VI/P,51VDCOP |  | Accessories for Electrical Drives | 0 | 0 | 0 | 0 | 0 | 0 | 0 | 0 | 1 | 48734.3 | 1 | 1 | 48734.3 | 2460 | 0 | 1
P10CAR315K | Switchgear Panel for 315 KW VFD Panel |  | VLT engineered enclosed drive | 0 | 0 | 0 | 0 | 0 | 0 | 0 | 0 | 1 | 302773.5 | 1 | 1 | 302773.5 | 2460 | 0 | 1
P10IRC2PLT | Back Plate for FC302 - C2 Frame |  | Accessories for Electrical Drives | 0 | 0 | 0 | 0 | 0 | 0 | 0 | 0 | 10 | 4870.81 | 10 | 10 | 4870.81 | 2460 | 0 | 10
PC01 | VLT Product Catalogue |  | DD Sales Promotion | 0 | 0 | 0 | 0 | 0 | 0 | 0 | 0 | 413 | 41.3 | 413 | 413 | 41.3 | 2460 | 0 | 413
PC02 | VLT Product Overview |  | DD Sales Promotion | 0 | 0 | 0 | 0 | 0 | 0 | 0 | 0 | 433 | 433 | 433 | 433 | 433 | 2460 | 0 | 433
REF01 | VLT Refrigeration - Improved efficiency |  | DD Sales Promotion | 0 | 0 | 0 | 0 | 0 | 0 | 0 | 0 | 83 | 0.83 | 83 | 83 | 0.83 | 2460 | 0 | 83
SOL01 | Solutions Ready |  | DD Sales Promotion | 0 | 0 | 0 | 0 | 0 | 0 | 0 | 0 | 50 | 50 | 50 | 50 | 50 | 2460 | 0 | 50
TE211ZA1E2 | SPACE TEMP. TRANS., 4-20mA |  | Accessories for Electrical Drives | 0 | 0 | 0 | 0 | 29 | 61127.03 | 0 | 0 | 0 | 0 | 29 | 29 | 61127.03 | 2460 | 22 | 7
TE211ZBB2A1E5 | TEMPERATURE TRANSDUCERS |  | Accessories for Electrical Drives | 0 | 0 | 0 | 0 | 0 | 0 | 0 | 0 | 1 | 2088.26 | 1 | 1 | 2088.26 | 2460 | 0 | 1
[5 empty] | 97267326.55 |  | 30356145.27 |  | 25522232.7 |  | 25317655.22 |  | 13362903.68 |  |  | 191525299.22

## Free stock
Material | DESCRIPTION | Vacon discription | Product Class | Product Category | KW | <3 Mts Qty | 3-6 Mts Qty | 6-12 Mts Qty | 1-2 Yr Qty | >2 Yr Qty | > 3 MONTHS | > 6 months | Currently Stock | Plant | Open Orders | Free stock
130A0117 | Top label without logo for IP55/66 70mm |  | DD Spare parts | DD Spare parts |  | 0 | 0 | 0 | 0 | 1 | 1 | 1 | 1 | 2460 | 0 | 1
130B0152 | acc. bag mco102 |  | DD Spare parts | DD Spare parts |  | 0 | 0 | 1 | 0 | 0 | 1 | 1 | 1 | 2460 | 0 | 1
130B1007 | Frame for LCP Control Pad w/o option |  | DD Spare parts | DD Spare parts |  | 0 | 0 | 0 | 0 | 5 | 5 | 5 | 5 | 2460 | 0 | 5
130B1011 | Terminal cover frame A1-A3 w/o option |  | DD Spare parts | DD Spare parts |  | 0 | 0 | 0 | 0 | 10 | 10 | 10 | 10 | 2460 | 0 | 10
130B1029 | Mains switch 250A |  | DD Spare parts | DD Spare parts |  | 0 | 0 | 0 | 0 | 1 | 1 | 1 | 1 | 2460 | 0 | 1
130B1030 | Mains switch 63A |  | DD Spare parts | DD Spare parts |  | 0 | 1 | 0 | 0 | 0 | 1 | 0 | 1 | 2460 | 0 | 1
130B1033 | Mains switch 160A |  | DD Spare parts | DD Spare parts |  | 0 | 0 | 1 | 0 | 0 | 1 | 1 | 1 | 2460 | 0 | 1
130B1037 | DC coil 55kW T4/6 and 30kW T2 |  | DD Spare parts | DD Spare parts |  | 0 | 1 | 0 | 0 | 0 | 1 | 0 | 1 | 2460 | 0 | 1
130B1049 | Panel Through Mounting Kit, C2 |  | Accessories for Electrical Drives | Accessories for Electrical Drives |  | 0 | 0 | 3 | 0 | 0 | 3 | 3 | 3 | 2460 | 0 | 3
130B1053 | Mains switch 25A |  | DD Spare parts | DD Spare parts |  | 0 | 0 | 1 | 0 | 0 | 1 | 1 | 1 | 2460 | 0 | 1
130B1068 | Multiple relay 2 plug (10pc.) |  | DD Spare parts | DD Spare parts |  | 0 | 0 | 0 | 1 | 1 | 2 | 2 | 2 | 2460 | 0 | 2
130B1073 | 10 pole connector (10 Pcs.) |  | DD Spare parts | DD Spare parts |  | 0 | 0 | 0 | 0 | 5 | 5 | 5 | 5 | 2460 | 0 | 5
130B1075 | Spare Profibus/BacNet 5 pin con. (10pcs) |  | DD Spare parts | DD Spare parts |  | 0 | 1 | 0 | 0 | 0 | 1 | 0 | 1 | 2460 | 0 | 1
130B1078 | VLT® Control Panel LCP 102, graphical |  | Accessories for Electrical Drives | Accessories for Electrical Drives |  | 1 | 1 | 0 | 0 | 0 | 1 | 0 | 2 | 2460 | 0 | 1
130B1085 | Handle and gasket for mains switch |  | DD Spare parts | DD Spare parts |  | 0 | 1 | 1 | 0 | 0 | 2 | 1 | 2 | 2460 | 0 | 2
130B1115 | VLT® Encoder Input MCB 102, uncoated |  | Accessories for Electrical Drives | Accessories for Electrical Drives |  | 0 | 1 | 0 | 0 | 0 | 1 | 0 | 1 | 2460 | 0 | 1
130B1116 | Control Terminals replaced by 134B1992 |  | Accessories for Electrical Drives | Accessories for Electrical Drives |  | 0 | 0 | 0 | 0 | 19 | 19 | 19 | 19 | 2460 | 0 | 19
130B1118 | VLT® Ext. Cascade Contr. MCO 101,unctd |  | Accessories for Electrical Drives | Accessories for Electrical Drives |  | 0 | 0 | 0 | 0 | 3 | 3 | 3 | 3 | 2460 | 0 | 3
130B1126 | Control Card with safe stop for FC-301 |  | DD Spare parts | DD Spare parts |  | 0 | 0 | 2 | 0 | 0 | 2 | 2 | 2 | 2460 | 0 | 2
130B1134 | VLT® Motion Control MCO 305, uncoated |  | Accessories for Electrical Drives | Accessories for Electrical Drives |  | 0 | 0 | 1 | 0 | 0 | 1 | 1 | 1 | 2460 | 0 | 1
130B1150 | Control Card with safe stop for FC-102 |  | DD Spare parts | DD Spare parts |  | 0 | 0 | 15 | 0 | 0 | 15 | 15 | 15 | 2460 | 0 | 15
130B1157 | oem costumer graphic lcp |  | Accessories for Electrical Drives | Accessories for Electrical Drives |  | 0 | 1 | 4 | 0 | 0 | 5 | 4 | 5 | 2460 | 0 | 5
130B1164 | VLT® Extended Relay Card MCB 113 |  | Accessories for Electrical Drives | Accessories for Electrical Drives |  | 0 | 1 | 0 | 0 | 0 | 1 | 0 | 1 | 2460 | 0 | 1
130B1168 | Control Card w/o safe stop for FC-202 |  | DD Spare parts | DD Spare parts |  | 0 | 0 | 0 | 1 | 0 | 1 | 1 | 1 | 2464 | 0 | 1
130B1172 | VLT® Sensor Input Card MCB 114, unctd |  | Accessories for Electrical Drives | Accessories for Electrical Drives |  | 0 | 0 | 0 | 0 | 2 | 2 | 2 | 2 | 2460 | 0 | 2
130B1191 | IP 21/Type 1 conversion kit, C3 |  | Accessories for Electrical Drives | Accessories for Electrical Drives |  | 0 | 0 | 0 | 0 | 2 | 2 | 2 | 2 | 2460 | 0 | 2
130B1196 | VLT® Modbus TCP MCA 122 |  | Accessories for Electrical Drives | Accessories for Electrical Drives |  | 0 | 0 | 0 | 2 | 0 | 2 | 2 | 2 | 2460 | 0 | 2
130B1202 | VLT® DeviceNet MCA 104, coated |  | Accessories for Electrical Drives | Accessories for Electrical Drives |  | 0 | 0 | 0 | 2 | 0 | 2 | 2 | 2 | 2460 | 0 | 2
130B1203 | VLT® Encoder Input MCB 102, coated |  | Accessories for Electrical Drives | Accessories for Electrical Drives |  | 0 | 0 | 1 | 0 | 0 | 1 | 1 | 1 | 2460 | 0 | 1
130B1218 | VLT® Ext. Cascade Contr. MCO 101, ctd |  | Accessories for Electrical Drives | Accessories for Electrical Drives |  | 0 | 0 | 2 | 0 | 0 | 2 | 2 | 2 | 2460 | 0 | 2
130B1227 | VLT® Resolver Input MCB 103, coated |  | Accessories for Electrical Drives | Accessories for Electrical Drives |  | 0 | 0 | 1 | 0 | 0 | 1 | 1 | 1 | 2460 | 0 | 1
130B1234 | VLT® Motion Control MCO 305, coated |  | Accessories for Electrical Drives | Accessories for Electrical Drives |  | 0 | 0 | 0 | 0 | 1 | 1 | 1 | 1 | 2464 | 0 | 1
130B1243 | VLT® Analog I/O Option MCB 109, coated |  | Accessories for Electrical Drives | Accessories for Electrical Drives |  | 0 | 0 | 0 | 0 | 28 | 28 | 28 | 28 | 2464 | 0 | 28
130B1252 | VLT® Synchronizing Ctrl. MCO 350, ctd |  | Accessories for Electrical Drives | Accessories for Electrical Drives |  | 0 | 0 | 0 | 0 | 2 | 2 | 2 | 2 | 2460 | 0 | 2
130B1264 | VLT® Extended Relay Card MCB 113, ctd |  | Accessories for Electrical Drives | Accessories for Electrical Drives |  | 0 | 1 | 0 | 0 | 0 | 1 | 0 | 1 | 2460 | 0 | 1
130B1269 | VLT® AK-LonWorks MCA 107, coated |  | Accessories for Electrical Drives | Accessories for Electrical Drives |  | 0 | 0 | 1 | 0 | 0 | 1 | 1 | 1 | 2460 | 0 | 1
130B1300 | Acc.bag framesize B4 - OBS. use 134B1983 |  | DD Spare parts | DD Spare parts |  | 0 | 0 | 0 | 0 | 8 | 8 | 8 | 8 | 2460 | 0 | 8
130B1391 | AHF-DA-480-400-50-00-A |  | Accessories for Electrical Drives | Accessories for Electrical Drives |  | 0 | 0 | 0 | 0 | 1 | 1 | 1 | 1 | 2460 | 0 | 1
130B1396 | AHF-DB-034-400-50-00-A |  | Accessories for Electrical Drives | Accessories for Electrical Drives |  | 0 | 0 | 0 | 0 | 1 | 1 | 1 | 1 | 2460 | 0 | 1
130B1423 | DC bus capacitor 4500µF 450V |  | DD Spare parts | DD Spare parts |  | 0 | 8 | 0 | 0 | 0 | 8 | 0 | 8 | 2460 | 0 | 8
130B1436 | DC coil 37kW T4/6 and 18kW T2 frame B4 |  | DD Spare parts | DD Spare parts |  | 0 | 0 | 0 | 0 | 5 | 5 | 5 | 5 | 2460 | 0 | 5
130B1820 | Power Card 11kW 400V |  | DD Spare parts | DD Spare parts |  | 0 | 0 | 1 | 0 | 0 | 1 | 1 | 1 | 2460 | 0 | 1
130B1821 | Power Card 15kW 400V |  | DD Spare parts | DD Spare parts |  | 0 | 1 | 0 | 0 | 0 | 1 | 0 | 1 | 2460 | 0 | 1
130B1822 | Power Card 18kW 400V |  | DD Spare parts | DD Spare parts |  | 0 | 0 | 1 | 0 | 0 | 1 | 1 | 1 | 2464 | 0 | 1
130B1826 | Switch Mode Power Supply 30kW 400V |  | DD Spare parts | DD Spare parts |  | 0 | 0 | 1 | 0 | 0 | 1 | 1 | 1 | 2464 | 0 | 1
130B1827 | Power Card 37kW 400V |  | DD Spare parts | DD Spare parts |  | 1 | 0 | 0 | 1 | 0 | 1 | 1 | 2 | 2464 | 0 | 1
130B1830 | Power Card 75kW 400V |  | DD Spare parts | DD Spare parts |  | 0 | 0 | 1 | 0 | 0 | 1 | 1 | 1 | 2464 | 0 | 1
130B1830 | Power Card 75kW 400V |  | DD Spare parts | DD Spare parts |  | 0 | 1 | 0 | 0 | 0 | 1 | 0 | 1 | 2460 | 0 | 1
130B1831 | Power Card 90kW 400V |  | DD Spare parts | DD Spare parts |  | 0 | 0 | 1 | 0 | 0 | 1 | 1 | 1 | 2464 | 0 | 1
130B1844 | Switch Mode Power Supply 30kW 500V |  | DD Spare parts | DD Spare parts |  | 0 | 0 | 0 | 1 | 0 | 1 | 1 | 1 | 2460 | 0 | 1
130B1849 | Power Card 90kW 500V |  | DD Spare parts | DD Spare parts |  | 0 | 0 | 8 | 12 | 0 | 20 | 20 | 20 | 2460 | 0 | 20
130B1884 | Dual IGBT Module 1200V 150A |  | DD Spare parts | DD Spare parts |  | 0 | 9 | 55 | 0 | 0 | 64 | 55 | 64 | 2460 | 2 | 62
130B1887 | Inrush SCR/Diode Module 1600V 106A |  | DD Spare parts | DD Spare parts |  | 4 | 0 | 94 | 0 | 0 | 94 | 94 | 98 | 2460 | 6 | 88
130B1921 | Power Card 15kW 400V |  | DD Spare parts | DD Spare parts |  | 0 | 0 | 2 | 0 | 0 | 2 | 2 | 2 | 2464 | 1 | 1
130B1926 | Power Card 30kW 400V |  | DD Spare parts | DD Spare parts |  | 0 | 0 | 2 | 0 | 0 | 2 | 2 | 2 | 2464 | 0 | 2
130B1927 | Power Card 37kW 400V |  | DD Spare parts | DD Spare parts |  | 0 | 0 | 5 | 1 | 0 | 6 | 6 | 6 | 2464 | 0 | 6
130B1937 | Power Card 55kW 400V |  | DD Spare parts | DD Spare parts |  | 1 | 1 | 0 | 0 | 0 | 1 | 0 | 2 | 2460 | 0 | 1
130B1938 | Power Card 75kW 400V |  | DD Spare parts | DD Spare parts |  | 0 | 0 | 1 | 0 | 0 | 1 | 1 | 1 | 2464 | 0 | 1
130B1940 | Power Card 30kW 600V |  | DD Spare parts | DD Spare parts |  | 0 | 0 | 0 | 0 | 1 | 1 | 1 | 1 | 2460 | 0 | 1
130B1943 | Power Card 22kW 500V |  | DD Spare parts | DD Spare parts |  | 0 | 0 | 1 | 0 | 0 | 1 | 1 | 1 | 2464 | 0 | 1
130B1945 | Power Card 37kW 500V |  | DD Spare parts | DD Spare parts |  | 0 | 5 | 0 | 0 | 0 | 5 | 0 | 5 | 2464 | 0 | 5
130B1946 | Power Card 45kW 500V |  | DD Spare parts | DD Spare parts |  | 0 | 0 | 1 | 0 | 0 | 1 | 1 | 1 | 2464 | 0 | 1
130B1954 | DC Link Card 22kW 400/500V |  | DD Spare parts | DD Spare parts |  | 0 | 1 | 0 | 0 | 0 | 1 | 0 | 1 | 2464 | 0 | 1
130B1955 | DC Link Card 30+37kW 400/500V |  | DD Spare parts | DD Spare parts |  | 0 | 0 | 8 | 0 | 0 | 8 | 8 | 8 | 2464 | 0 | 8
130B1959 | DC Link Card 37kW 600V |  | DD Spare parts | DD Spare parts |  | 0 | 0 | 0 | 0 | 1 | 1 | 1 | 1 | 2460 | 0 | 1
130B2281 | MCC101A48KT3E00A |  | Accessories for Electrical Drives | Accessories for Electrical Drives |  | 0 | 0 | 1 | 0 | 0 | 1 | 1 | 1 | 2460 | 0 | 1
130B2283 | MCC101A75KT3E00A |  | Accessories for Electrical Drives | Accessories for Electrical Drives |  | 0 | 0 | 0 | 0 | 2 | 2 | 2 | 2 | 2460 | 0 | 2
130B2404 | MCC101A2K5T3E00A |  | Accessories for Electrical Drives | Accessories for Electrical Drives |  | 0 | 0 | 1 | 0 | 0 | 1 | 1 | 1 | 2460 | 0 | 1
130B2409 | MCC101A10KT3E00A |  | Accessories for Electrical Drives | Accessories for Electrical Drives |  | 0 | 0 | 1 | 0 | 0 | 1 | 1 | 1 | 2460 | 0 | 1
130B2450 | IGBT Dual 1200V 200A |  | DD Spare parts | DD Spare parts |  | 0 | 0 | 0 | 1 | 2 | 3 | 3 | 3 | 2460 | 0 | 3
130B2525 | MCC107 240V 1ph 1,5kW for M2 |  | Accessories for Electrical Drives | Accessories for Electrical Drives |  | 0 | 0 | 1 | 0 | 0 | 1 | 1 | 1 | 2460 | 0 | 1
130B2544 | DC-link capacitor 4200uF 400V |  | DD Spare parts | DD Spare parts |  | 0 | 0 | 0 | 0 | 2 | 2 | 2 | 2 | 2460 | 0 | 2
130B2545 | DC-link capacitor 5600uF 400V |  | DD Spare parts | DD Spare parts |  | 0 | 0 | 0 | 0 | 2 | 2 | 2 | 2 | 2460 | 0 | 2
130B3242 | Back plate IP66/Type 4X, A5 |  | Accessories for Electrical Drives | Accessories for Electrical Drives |  | 0 | 0 | 1 | 0 | 0 | 1 | 1 | 1 | 2460 | 0 | 1
130B3397 | Back plate IP21/Type 1, IP55/Type 12, B2 |  | Accessories for Electrical Drives | Accessories for Electrical Drives |  | 0 | 0 | 1 | 0 | 0 | 1 | 1 | 1 | 2460 | 0 | 1
130B3406 | External fan for frame size B2 and I6 |  | DD Spare parts | DD Spare parts |  | 0 | 1 | 0 | 0 | 0 | 1 | 0 | 1 | 2460 | 0 | 1
130B3617 | Plastic busbar and power card fixture |  | DD Spare parts | DD Spare parts |  | 0 | 0 | 4 | 0 | 1 | 5 | 5 | 5 | 2464 | 0 | 5
130B3622 | mylarfolie to dc-link card |  | DD Spare parts | DD Spare parts |  | 0 | 0 | 1 | 0 | 0 | 1 | 1 | 1 | 2460 | 0 | 1
130B3640 | Nolonger - replaced by 134B1621 |  | DD Spare parts | DD Spare parts |  | 0 | 0 | 0 | 0 | 4 | 4 | 4 | 4 | 2464 | 0 | 4
130B3640 | Nolonger - replaced by 134B1621 |  | DD Spare parts | DD Spare parts |  | 0 | 1 | 0 | 0 | 0 | 1 | 0 | 1 | 2460 | 0 | 1
130B3834 | Busbar kit for inverter in framesize C1 |  | DD Spare parts | DD Spare parts |  | 0 | 1 | 0 | 0 | 0 | 1 | 0 | 1 | 2460 | 0 | 1
130B3836 | Busbar kit for rectificer in frame C1 |  | DD Spare parts | DD Spare parts |  | 0 | 1 | 0 | 0 | 0 | 1 | 0 | 1 | 2460 | 0 | 1
130B3888 | Cable assembly for motor cables frame C1 |  | DD Spare parts | DD Spare parts |  | 0 | 1 | 0 | 0 | 0 | 1 | 0 | 1 | 2460 | 0 | 1
130B3911 | Back plate IP21/Type 1, IP55/Type 12, C2 |  | Accessories for Electrical Drives | Accessories for Electrical Drives |  | 0 | 0 | 1 | 0 | 0 | 1 | 1 | 1 | 2460 | 0 | 1
130B4190 | Front cover IP55/66 for LCP frame B1 |  | DD Spare parts | DD Spare parts |  | 0 | 0 | 1 | 0 | 0 | 1 | 1 | 1 | 2460 | 0 | 1
130B4248 | Busbar assembly for SCR frame size C3 |  | DD Spare parts | DD Spare parts |  | 0 | 0 | 1 | 0 | 0 | 1 | 1 | 1 | 2460 | 0 | 1
130B4258 | Busbar assembly for SCR frame size C4 |  | DD Spare parts | DD Spare parts |  | 0 | 0 | 1 | 0 | 0 | 1 | 1 | 1 | 2460 | 0 | 1
130B4386 | CABLE ASSY/ C4, MOTOR |  | DD Spare parts | DD Spare parts |  | 0 | 0 | 0 | 0 | 5 | 5 | 5 | 5 | 2460 | 0 | 5
130B4428 | Front cover for frame size H6 |  | DD Spare parts | DD Spare parts |  | 0 | 0 | 0 | 0 | 1 | 1 | 1 | 1 | 2460 | 0 | 1
130B4497 | rfi-filter assy h6 big |  | DD Spare parts | DD Spare parts |  | 0 | 0 | 1 | 0 | 0 | 1 | 1 | 1 | 2460 | 0 | 1
130B4607 | Fan assy 127x127x38 mm IP66 22W frame B1 |  | DD Spare parts | DD Spare parts |  | 0 | 0 | 1 | 0 | 0 | 1 | 1 | 1 | 2460 | 0 | 1
130B4609 | Fan assy 172x150x51 mm IP66 22W frame C1 |  | DD Spare parts | DD Spare parts |  | 0 | 0 | 0 | 0 | 2 | 2 | 2 | 2 | 2460 | 0 | 2
130B4613 | Fan assy 172x150x51 mm IP66 22W frame C2 |  | DD Spare parts | DD Spare parts |  | 0 | 0 | 0 | 0 | 1 | 1 | 1 | 1 | 2460 | 0 | 1
130B5345 | Power Card 75kW 400V |  | DD Spare parts | DD Spare parts |  | 0 | 0 | 3 | 0 | 0 | 3 | 3 | 3 | 2460 | 0 | 3
130B5346 | Power Card 90kW 400V |  | DD Spare parts | DD Spare parts |  | 0 | 0 | 1 | 0 | 0 | 1 | 1 | 1 | 2460 | 0 | 1
130B5348 | Power Card 30kW 400V |  | DD Spare parts | DD Spare parts |  | 0 | 0 | 1 | 0 | 0 | 1 | 1 | 1 | 2460 | 0 | 1
130B5367 | Switch Mode Power Supply 30kW 400V |  | DD Spare parts | DD Spare parts |  | 0 | 1 | 0 | 0 | 0 | 1 | 0 | 1 | 2460 | 0 | 1
130B5646 | VLT® EtherCAT MCA 124, coated |  | Accessories for Electrical Drives | Accessories for Electrical Drives |  | 0 | 3 | 0 | 0 | 3 | 6 | 3 | 6 | 2460 | 0 | 6
130B5771 | Mounting Brackets, 40mm, 2 pcs |  | Accessories for Electrical Drives | Accessories for Electrical Drives |  | 0 | 0 | 0 | 4 | 6 | 10 | 10 | 10 | 2460 | 0 | 10
130B5794 | Control card FCD302 w/Profinet 24V ba |  | DD Spare parts | DD Spare parts |  | 0 | 0 | 0 | 0 | 10 | 10 | 10 | 10 | 2460 | 0 | 10
130B6443 | VLT® Safety Option MCB 140 |  | Accessories for Electrical Drives | Accessories for Electrical Drives |  | 0 | 0 | 1 | 0 | 0 | 1 | 1 | 1 | 2460 | 0 | 1
130B7254 | Load sharing terminal kit for C2 frame |  | DD Spare parts | DD Spare parts |  | 0 | 0 | 0 | 1 | 0 | 1 | 1 | 1 | 2460 | 0 | 1
130B7532 | Mounting Kit f. C Option, A5 |  | Accessories for Electrical Drives | Accessories for Electrical Drives |  | 0 | 0 | 1 | 0 | 0 | 1 | 1 | 1 | 2460 | 0 | 1
130B7533 | Mounting Kit C Option, B/C/D/E/F(not B3) |  | Accessories for Electrical Drives | Accessories for Electrical Drives |  | 0 | 0 | 0 | 1 | 0 | 1 | 1 | 1 | 2464 | 0 | 1
130B7533 | Mounting Kit C Option, B/C/D/E/F(not B3) |  | Accessories for Electrical Drives | Accessories for Electrical Drives |  | 0 | 0 | 0 | 2 | 0 | 2 | 2 | 2 | 2460 | 0 | 2
130B9048 | Mains terminals OBS order 134B0177 |  | DD Spare parts | DD Spare parts |  | 0 | 0 | 0 | 0 | 3 | 3 | 3 | 3 | 2464 | 0 | 3
130B9790 | Cable assembly for DCbus cables frame C1 |  | DD Spare parts | DD Spare parts |  | 9 | 1 | 0 | 0 | 0 | 1 | 0 | 10 | 2460 | 0 | 1
130B9791 | Cable assembly for DCbus cables frame C2 |  | DD Spare parts | DD Spare parts |  | 0 | 3 | 16 | 0 | 0 | 19 | 16 | 19 | 2460 | 0 | 19
130B9838 | Cable assembly for brake cables frame C1 |  | DD Spare parts | DD Spare parts |  | 0 | 0 | 1 | 0 | 0 | 1 | 1 | 1 | 2460 | 0 | 1
130B9878 | Cable assembly for motor cables frame C1 |  | DD Spare parts | DD Spare parts |  | 0 | 0 | 1 | 0 | 0 | 1 | 1 | 1 | 2460 | 0 | 1
130B9975 | Motor Cable assembly with RFI Core |  | DD Spare parts | DD Spare parts |  | 0 | 1 | 0 | 0 | 0 | 1 | 0 | 1 | 2460 | 0 | 1
130B9978 | UVW Terminal Block w.Wire for Disconnect |  | DD Spare parts | DD Spare parts |  | 0 | 1 | 0 | 0 | 0 | 1 | 0 | 1 | 2460 | 0 | 1
130B9980 | Cable assy f. motor cable, C2 |  | DD Spare parts | DD Spare parts |  | 0 | 0 | 2 | 23 | 0 | 25 | 25 | 25 | 2460 | 0 | 25
131B0029 | FC-302P1K1T5E20H1XXXXXXSXXXXAXBXCXXXXDX |  | VLT AutomationDrive FC 302 | FC-302 | 1K1 | 0 | 1 | 0 | 0 | 0 | 1 | 0 | 1 | 2460 | 0 | 1
131B0035 | FC-302PK75T5E20H1XGXXXXSXXXXAXBXCXXXXDX |  | VLT AutomationDrive FC 302 | FC-302 | K75 | 0 | 1 | 0 | 0 | 0 | 1 | 0 | 1 | 2460 | 0 | 1
131B0068 | FC-302P2K2T5E20H2BGXXXXSXXXXAXBXCXXXXDX |  | VLT AutomationDrive FC 302 | FC-302 | 2K2 | 0 | 1 | 0 | 0 | 0 | 1 | 0 | 1 | 2460 | 0 | 1
131B0093 | FC-302PK37T5E20H2XXXXXXSXXXXAXBXCXXXXDX |  | VLT AutomationDrive FC 302 | FC-302 | K37 | 0 | 2 | 0 | 0 | 0 | 2 | 0 | 2 | 2460 | 0 | 2
131B0101 | FC-302P7K5T5E20H2XXXXXXSXXXXAXBXCXXXXDX |  | VLT AutomationDrive FC 302 | FC-302 | 7K5 | 11 | 0 | 10 | 0 | 0 | 10 | 10 | 21 | 2460 | 0 | 10
131B0132 | FC-302P7K5T5E20H1XGCXXXSXXXXAXBXCXXXXDX |  | VLT AutomationDrive FC 302 | FC-302 | 7K5 | 0 | 2 | 0 | 0 | 0 | 2 | 0 | 2 | 2460 | 0 | 2
131B0150 | FC-302P4K0T5E20H2XGCXXXSXXXXAXBXCXXXXDX |  | VLT AutomationDrive FC 302 | FC-302 | 4K0 | 0 | 1 | 0 | 0 | 0 | 1 | 0 | 1 | 2460 | 0 | 1
131B0157 | FC-302P1K5T5E20H2BGCXXXSXXXXAXBXCXXXXDX |  | VLT AutomationDrive FC 302 | FC-302 | 1K5 | 2 | 20 | 0 | 0 | 0 | 20 | 0 | 22 | 2460 | 3 | 17
131B0161 | FC-302P5K5T5E20H2BGCXXXSXXXXAXBXCXXXXDX |  | VLT AutomationDrive FC 302 | FC-302 | 5K5 | 0 | 24 | 0 | 0 | 0 | 24 | 0 | 24 | 2460 | 7 | 17
131B0168 | FC-302P2K2T5E20H2BXCXXXSXXXXAXBXCXXXXDX |  | VLT AutomationDrive FC 302 | FC-302 | 2K2 | 0 | 0 | 0 | 1 | 0 | 1 | 1 | 1 | 2460 | 0 | 1
131B0203 | FC-302PK25T2E20H2XXXXXXSXXXXAXBXCXXXXDX |  | VLT AutomationDrive FC 302 | FC-302 | K25 | 0 | 5 | 0 | 0 | 0 | 5 | 0 | 5 | 2460 | 0 | 5
131B0301 | FC-302P1K1T2E20H2XGXXXXSXXXXAXBXCXXXXDX |  | VLT AutomationDrive FC 302 | FC-302 | 1K1 | 0 | 1 | 0 | 0 | 0 | 1 | 0 | 1 | 2460 | 0 | 1
131B0310 | FC-302P1K1T2E20H2BGXXXXSXXXXAXBXCXXXXDX |  | VLT AutomationDrive FC 302 | FC-302 | 1K1 | 0 | 0 | 1 | 0 | 0 | 1 | 1 | 1 | 2460 | 0 | 1
131B0518 | FC-302P1K5T5E20H1XXXXXXSXXXXA0BXCXXXXDX |  | VLT AutomationDrive FC 302 | FC-302 | 1K5 | 0 | 0 | 1 | 0 | 0 | 1 | 1 | 1 | 2460 | 0 | 1
131B0651 | FC-302P1K5T5E20H2XGXXXXSXXXXA0BXCXXXXDX |  | VLT AutomationDrive FC 302 | FC-302 | 1K5 | 0 | 1 | 0 | 0 | 0 | 1 | 0 | 1 | 2460 | 0 | 1
131B0885 | FC-301PK37T4E20H2XGXXXXSXXXXAXBXCXXXXDX |  | VLT AutomationDrive FC 301 | FC-301 | K37 | 0 | 1 | 3 | 0 | 0 | 4 | 3 | 4 | 2460 | 0 | 4
131B0922 | FC-301PK75T4E20H1XGXXXXSXXXXAXBXCXXXXDX |  | VLT AutomationDrive FC 301 | FC-301 | K75 | 0 | 1 | 0 | 0 | 0 | 1 | 0 | 1 | 2460 | 0 | 1
131B0934 | FC-301P1K1T4E20H2XGXXXXSXXXXAXBXCXXXXDX |  | VLT AutomationDrive FC 301 | FC-301 | 1K1 | 0 | 0 | 1 | 0 | 0 | 1 | 1 | 1 | 2460 | 0 | 1
131B0957 | FC-301P1K5T4E20H2XXCXXXSXXXXAXBXCXXXXDX |  | VLT AutomationDrive FC 301 | FC-301 | 1K5 | 0 | 0 | 4 | 0 | 0 | 4 | 4 | 4 | 2460 | 0 | 4
131B0979 | FC-301P3K0T4E20H2XGXXXXSXXXXAXBXCXXXXDX |  | VLT AutomationDrive FC 301 | FC-301 | 3K0 | 0 | 0 | 1 | 0 | 0 | 1 | 1 | 1 | 2460 | 0 | 1
131B1134 | FC-301P1K5T2E20H1XGCXXXSXXXXAXBXCXXXXDX |  | VLT AutomationDrive FC 301 | FC-301 | 1K5 | 0 | 0 | 0 | 0 | 1 | 1 | 1 | 1 | 2460 | 0 | 1
131B1157 | FC-302P11KT5E55H2XGXXXXSXXXXAXBXCXXXXDX |  | VLT AutomationDrive FC 302 | FC-302 | 11K | 0 | 1 | 0 | 0 | 0 | 1 | 0 | 1 | 2460 | 0 | 1
131B1265 | FC-301P1K1T4E20H2XNXXXXSXXXXAXBXCXXXXDX |  | VLT AutomationDrive FC 301 | FC-301 | 1K1 | 0 | 0 | 0 | 0 | 2 | 2 | 2 | 2 | 2460 | 0 | 2
131B1268 | FC-301P1K5T4E20H2XNXXXXSXXXXAXBXCXXXXDX |  | VLT AutomationDrive FC 301 | FC-301 | 1K5 | 0 | 2 | 0 | 0 | 0 | 2 | 0 | 2 | 2460 | 0 | 2
131B1303 | FC-301P7K5T4E20H1XGXXXXSXXXXA0BXCXXXXDX |  | VLT AutomationDrive FC 301 | FC-301 | 7K5 | 0 | 1 | 0 | 0 | 0 | 1 | 0 | 1 | 2460 | 0 | 1
131B1314 | FC-301P2K2T4E20H1XGXXXXSXXXXA0BXCXXXXDX |  | VLT AutomationDrive FC 301 | FC-301 | 2K2 | 0 | 0 | 1 | 0 | 0 | 1 | 1 | 1 | 2460 | 0 | 1
131B1319 | FC-301P4K0T4E20H1XGXXXXSXXXXA0BXCXXXXDX |  | VLT AutomationDrive FC 301 | FC-301 | 4K0 | 0 | 0 | 7 | 0 | 0 | 7 | 7 | 7 | 2460 | 0 | 7
131B1788 | FC-302P15KT5E55H2XGCXXXSXXXXAXBXCXXXXDX |  | VLT AutomationDrive FC 302 | FC-302 | 15K | 2 | 1 | 1 | 0 | 0 | 2 | 1 | 4 | 2460 | 0 | 2
131B1879 | FC-302P22KT5E55H2XGXXXXSXXXXAXBXCXXXXDX |  | VLT AutomationDrive FC 302 | FC-302 | 22K | 0 | 1 | 0 | 0 | 0 | 1 | 0 | 1 | 2460 | 0 | 1
131B1926 | FC-301PK75T4E55H2XGXXXXSXXXXAXBXCXXXXDX |  | VLT AutomationDrive FC 301 | FC-301 | K75 | 0 | 0 | 1 | 0 | 0 | 1 | 1 | 1 | 2460 | 0 | 1
131B1936 | FC-301PK75T4E55H2BGXXXXSXXXXAXBXCXXXXDX |  | VLT AutomationDrive FC 301 | FC-301 | K75 | 0 | 0 | 0 | 0 | 1 | 1 | 1 | 1 | 2460 | 0 | 1
131B2039 | FC-302P18KT5E21H2BGCDXXSXXXXAXBXCXXXXDX |  | VLT AutomationDrive FC 302 | FC-302 | 18K | 0 | 0 | 0 | 4 | 0 | 4 | 4 | 4 | 2460 | 0 | 4
131B2250 | FC-302P22KT5E21H2BGCDXXSXXXXAXBXCXXXXDX |  | VLT AutomationDrive FC 302 | FC-302 | 22K | 0 | 1 | 5 | 0 | 0 | 6 | 5 | 6 | 2460 | 1 | 5
131B2519 | FC-301P4K0T4E55H1XNXXXXSXXXXAXBXCXXXXDX |  | VLT AutomationDrive FC 301 | FC-301 | 4K0 | 0 | 0 | 1 | 0 | 0 | 1 | 1 | 1 | 2460 | 0 | 1
131B3173 | FC-301P2K2T4E20H2XGXXXXSXXXXAXBKCXXXXDX |  | VLT AutomationDrive FC 301 | FC-301 | 2K2 | 0 | 0 | 0 | 0 | 1 | 1 | 1 | 1 | 2460 | 0 | 1
131B3181 | FC-302PK37T5E55H1XGCXXXSXXXXAXBXCXXXXDX |  | VLT AutomationDrive FC 302 | FC-302 | K37 | 0 | 0 | 0 | 0 | 4 | 4 | 4 | 4 | 2460 | 0 | 4
131B3464 | FC-302P7K5T5E20H2BNXXXXSXXXXAXBXCXXXXDX |  | VLT AutomationDrive FC 302 | FC-302 | 7K5 | 0 | 52 | 0 | 0 | 0 | 52 | 0 | 52 | 2460 | 16 | 36
131B3614 | FC-301P11KT4E21H1XGXXXXSXXXXAXBXCXXXXDX |  | VLT AutomationDrive FC 301 | FC-301 | 11K | 0 | 0 | 1 | 0 | 0 | 1 | 1 | 1 | 2460 | 0 | 1
131B3671 | FC-301P15KT4E21H2XXXXXXSXXXXAXBXCXXXXDX |  | VLT AutomationDrive FC 301 | FC-301 | 15K | 0 | 0 | 1 | 0 | 0 | 1 | 1 | 1 | 2460 | 0 | 1
131B3672 | FC-301P15KT4E21H2XGXXXXSXXXXAXBXCXXXXDX |  | VLT AutomationDrive FC 301 | FC-301 | 15K | 0 | 0 | 0 | 9 | 0 | 9 | 9 | 9 | 2460 | 0 | 9
131B3680 | FC-301P15KT4E55H2XGXXXXSXXXXAXBXCXXXXDX |  | VLT AutomationDrive FC 301 | FC-301 | 15K | 0 | 4 | 0 | 0 | 0 | 4 | 0 | 4 | 2460 | 0 | 4
131B4065 | FC-301P18KT4E55H2XGCXXXSXXXXAXBXCXXXXDX |  | VLT AutomationDrive FC 301 | FC-301 | 18K | 0 | 0 | 4 | 0 | 0 | 4 | 4 | 4 | 2460 | 0 | 4
131B4185 | FC-301PK75T4E20H2XGXXXXSXXXXA0BXCXXXXD0 |  | VLT AutomationDrive FC 301 | FC-301 | K75 | 0 | 0 | 2 | 0 | 0 | 2 | 2 | 2 | 2460 | 0 | 2
131B4207 | FC-102P1K1T4E20H1XGXXXXSXXXXAXBXCXXXXDX |  | VLT HVAC Drive FC 102 | FC-102 | 1K1 | 0 | 4 | 0 | 0 | 0 | 4 | 0 | 4 | 2460 | 0 | 4
131B4220 | FC-102P5K5T4E20H1XGXXXXSXXXXAXBXCXXXXDX |  | VLT HVAC Drive FC 102 | FC-102 | 5K5 | 2 | 6 | 0 | 0 | 0 | 6 | 0 | 8 | 2460 | 0 | 6
131B4222 | FC-102P2K2T4E55H1XGXXXXSXXXXAXBXCXXXXDX |  | VLT HVAC Drive FC 102 | FC-102 | 2K2 | 0 | 1 | 0 | 0 | 0 | 1 | 0 | 1 | 2460 | 0 | 1
131B4225 | FC-102P7K5T4E55H1XGXXXXSXXXXAXBXCXXXXDX |  | VLT HVAC Drive FC 102 | FC-102 | 7K5 | 0 | 1 | 0 | 0 | 0 | 1 | 0 | 1 | 2460 | 0 | 1
131B4227 | FC-102P2K2T4E55H2XGXXXXSXXXXAXBXCXXXXDX |  | VLT HVAC Drive FC 102 | FC-102 | 2K2 | 0 | 0 | 1 | 0 | 0 | 1 | 1 | 1 | 2460 | 0 | 1
131B4229 | FC-102P4K0T4E55H2XGXXXXSXXXXAXBXCXXXXDX |  | VLT HVAC Drive FC 102 | FC-102 | 4K0 | 0 | 1 | 0 | 0 | 0 | 1 | 0 | 1 | 2460 | 0 | 1
131B4230 | FC-102P5K5T4E55H2XGXXXXSXXXXAXBXCXXXXDX |  | VLT HVAC Drive FC 102 | FC-102 | 5K5 | 0 | 0 | 1 | 0 | 0 | 1 | 1 | 1 | 2460 | 0 | 1
131B4240 | FC-102P2K2T4E20H2XGCXXXSXXXXAXBXCXXXXDX |  | VLT HVAC Drive FC 102 | FC-102 | 2K2 | 0 | 0 | 0 | 2 | 0 | 2 | 2 | 2 | 2460 | 0 | 2
131B4251 | FC-102P18KT4P55H2XGXXXXSXXXXAXBXCXXXXDX |  | VLT HVAC Drive FC 102 | FC-102 | 18K | 0 | 0 | 1 | 0 | 0 | 1 | 1 | 1 | 2460 | 0 | 1
131B4428 | FC-302P5K5T5E20H2XGXXXXSXXXXAXBKCXXXXDX |  | VLT AutomationDrive FC 302 | FC-302 | 5K5 | 0 | 1 | 0 | 0 | 0 | 1 | 0 | 1 | 2460 | 0 | 1
131B4531 | FC-301P7K5T4E66H1XGXXXXSXXXXA0BXCXXXXDX |  | VLT AutomationDrive FC 301 | FC-301 | 7K5 | 0 | 0 | 1 | 0 | 0 | 1 | 1 | 1 | 2460 | 0 | 1
131B4600 | FC-302P18KT5E21H1XGXXXXSXXXXA0BXCXXXXD0 |  | VLT AutomationDrive FC 302 | FC-302 | 18K | 0 | 0 | 0 | 0 | 1 | 1 | 1 | 1 | 2460 | 0 | 1
131B4979 | FC-102P15KT4E55H2XGXXXXSXXXXAXBXCXXXXDX |  | VLT HVAC Drive FC 102 | FC-102 | 15K | 0 | 1 | 0 | 0 | 0 | 1 | 0 | 1 | 2460 | 0 | 1
131B5032 | FC-302P7K5T2E21H2XGXXXXSXXXXAXBXCXXXXDX |  | VLT AutomationDrive FC 302 | FC-302 | 7K5 | 0 | 1 | 0 | 0 | 0 | 1 | 0 | 1 | 2460 | 0 | 1
131B5583 | FC-102P1K1T4E20H1XNXXXXSXXXXAXBXCXXXXDX |  | VLT HVAC Drive FC 102 | FC-102 | 1K1 | 0 | 0 | 0 | 1 | 0 | 1 | 1 | 1 | 2460 | 0 | 1
131B5904 | FC-302P30KT5E55H2XGXXXXSXXXXAXBXCXXXXDX |  | VLT AutomationDrive FC 302 | FC-302 | 30K | 0 | 1 | 0 | 0 | 0 | 1 | 0 | 1 | 2460 | 0 | 1
131B5906 | FC-302P37KT5E21H2XGXXXXSXXXXAXBXCXXXXDX |  | VLT AutomationDrive FC 302 | FC-302 | 37K | 0 | 0 | 0 | 6 | 0 | 6 | 6 | 6 | 2460 | 0 | 6
131B5911 | FC-302P37KT5E55H2XGXXXXSXXXXAXBXCXXXXDX |  | VLT AutomationDrive FC 302 | FC-302 | 37K | 0 | 1 | 0 | 0 | 0 | 1 | 0 | 1 | 2460 | 0 | 1
131B5945 | FC-102P30KT4E20H1XGXXXXSXXXXAXBXCXXXXDX |  | VLT HVAC Drive FC 102 | FC-102 | 30K | 0 | 0 | 1 | 0 | 0 | 1 | 1 | 1 | 2460 | 0 | 1
131B6090 | FC-301P30KT4E55H2XGCXXXSXXXXAXBXCXXXXDX |  | VLT AutomationDrive FC 301 | FC-301 | 30K | 0 | 0 | 6 | 0 | 0 | 6 | 6 | 6 | 2460 | 0 | 6
131B6103 | FC-301P45KT4E21H2XGCXXXSXXXXAXBXCXXXXDX |  | VLT AutomationDrive FC 301 | FC-301 | 45K | 0 | 0 | 0 | 2 | 0 | 2 | 2 | 2 | 2460 | 1 | 1
131B6112 | FC-301P55KT4E21H2XGCXXXSXXXXAXBXCXXXXDX |  | VLT AutomationDrive FC 301 | FC-301 | 55K | 0 | 0 | 0 | 3 | 0 | 3 | 3 | 3 | 2460 | 0 | 3
131B6121 | FC-301P75KT4E21H2XGCXXXSXXXXAXBXCXXXXDX |  | VLT AutomationDrive FC 301 | FC-301 | 75K | 2 | 2 | 0 | 0 | 0 | 2 | 0 | 4 | 2460 | 0 | 2
131B6518 | FC-302P45KT5P55H2XGXXXXSXXXXAXBXCXXXXDX |  | VLT AutomationDrive FC 302 | FC-302 | 45K | 0 | 0 | 1 | 0 | 0 | 1 | 1 | 1 | 2460 | 0 | 1
131B6688 | FC-102P1K5T4E55H1XGX1XXSXXXXAXBXCXXXXDX |  | VLT HVAC Drive FC 102 | FC-102 | 1K5 | 0 | 0 | 1 | 0 | 0 | 1 | 1 | 1 | 2460 | 0 | 1
131B6806 | FC-302P30KT5E55H2XGCXXXSXXXXAXBXCXXXXDX |  | VLT AutomationDrive FC 302 | FC-302 | 30K | 0 | 0 | 1 | 0 | 0 | 1 | 1 | 1 | 2460 | 0 | 1
131B6821 | FC-301P1K5T4E20H2XXXXXXSXXXXA4BXCXXXXDX |  | VLT AutomationDrive FC 301 | FC-301 | 1K5 | 0 | 0 | 0 | 1 | 0 | 1 | 1 | 1 | 2460 | 0 | 1
131B6918 | FC-102P5K5T4E20H2XNXXXXSXXXXAXBXCXXXXDX |  | VLT HVAC Drive FC 102 | FC-102 | 5K5 | 0 | 1 | 0 | 0 | 0 | 1 | 0 | 1 | 2460 | 0 | 1
131B6963 | FC-102P355T4E00H2XGCXXXSXXXXAXBXCXXXXDX |  | VLT HVAC Drive FC 102 | FC-102 | 355 | 0 | 0 | 0 | 0 | 1 | 1 | 1 | 1 | 2460 | 0 | 1
131B7016 | FC-102P45KT4E55H2XGXXXXSXXXXAXBXCXXXXDX |  | VLT HVAC Drive FC 102 | FC-102 | 45K | 0 | 0 | 1 | 0 | 0 | 1 | 1 | 1 | 2460 | 0 | 1
131B7033 | FC-301P30KT4E21H1XGXXXXSXXXXA0BXCXXXXDX |  | VLT AutomationDrive FC 301 | FC-301 | 30K | 0 | 0 | 1 | 0 | 0 | 1 | 1 | 1 | 2460 | 0 | 1
131B7361 | FC-102P7K5T4E66H2XGXXXXSXXXXAXBXCXXXXDX |  | VLT HVAC Drive FC 102 | FC-102 | 7K5 | 0 | 0 | 1 | 0 | 0 | 1 | 1 | 1 | 2460 | 0 | 1
131B7548 | FC-102P7K5T4E55H1XGX1XXSXXXXAXBXCXXXXDX |  | VLT HVAC Drive FC 102 | FC-102 | 7K5 | 0 | 4 | 0 | 7 | 0 | 11 | 7 | 11 | 2460 | 0 | 11
131B7635 | FC-102P11KT4E66H2XGXXXXSXXXXAXBXCXXXXDX |  | VLT HVAC Drive FC 102 | FC-102 | 11K | 0 | 0 | 1 | 0 | 0 | 1 | 1 | 1 | 2460 | 0 | 1
131B7670 | FC-301P2K2T4E20H2XGXXXXSXXXXA0BXCXXXXD0 |  | VLT AutomationDrive FC 301 | FC-301 | 2K2 | 0 | 0 | 1 | 0 | 0 | 1 | 1 | 1 | 2460 | 0 | 1
131B7819 | FC-302P11KT5E66H2XGXXXXSXXXXAXBXCXXXXDX |  | VLT AutomationDrive FC 302 | FC-302 | 11K | 0 | 1 | 0 | 0 | 0 | 1 | 0 | 1 | 2460 | 0 | 1
131B7910 | FC-301P1K5T4E66H2XGXXXXSXXXXAXBXCXXXXDX |  | VLT AutomationDrive FC 301 | FC-301 | 1K5 | 0 | 0 | 1 | 0 | 0 | 1 | 1 | 1 | 2460 | 0 | 1
131B8318 | FC-102P1K1T4E55H2XGX1XXSXXXXAXBXCXXXXDX |  | VLT HVAC Drive FC 102 | FC-102 | 1K1 | 0 | 1 | 0 | 0 | 0 | 1 | 0 | 1 | 2460 | 0 | 1
131B8454 | FC-301PK37T4E20H2XGXXXXSXXXXA0BXCXXXXD0 |  | VLT AutomationDrive FC 301 | FC-301 | K37 | 0 | 0 | 4 | 0 | 0 | 4 | 4 | 4 | 2460 | 0 | 4
131B9197 | FC-102P11KT4E55H2XGCXXXSXXXXAXBXCXXXXDX |  | VLT HVAC Drive FC 102 | FC-102 | 11K | 0 | 1 | 0 | 0 | 0 | 1 | 0 | 1 | 2460 | 0 | 1
131B9297 | FC-102P2K2T4E66H3XGXXXXSXXXXAXBXCXXXXDX |  | VLT HVAC Drive FC 102 | FC-102 | 2K2 | 0 | 0 | 1 | 0 | 0 | 1 | 1 | 1 | 2460 | 0 | 1
131B9624 | FC-102P1K1T4E20H2XNXXXXSXXXXAXBXCXXXXDX |  | VLT HVAC Drive FC 102 | FC-102 | 1K1 | 0 | 0 | 1 | 0 | 0 | 1 | 1 | 1 | 2460 | 0 | 1
131F0343 | FC-102P90KT4E20H1XGXXXXSXXXXAXBXCXXXXDX |  | VLT HVAC Drive FC 102 | FC-102 | 90K | 0 | 0 | 1 | 0 | 0 | 1 | 1 | 1 | 2460 | 0 | 1
131F0427 | FC-102P11KT4E20H1XGXXXXSXXXXAXBXCXXXXDX |  | VLT HVAC Drive FC 102 | FC-102 | 11K | 0 | 2 | 0 | 0 | 0 | 2 | 0 | 2 | 2460 | 0 | 2
131F0563 | FC-301P1K5T4E20H2XNXXXXSXXXXAXBKCXXXXDX |  | VLT AutomationDrive FC 301 | FC-301 | 1K5 | 0 | 0 | 1 | 0 | 0 | 1 | 1 | 1 | 2460 | 0 | 1
131F0609 | FC-102P11KT4E55H2XNXXXXSXXXXAXBXCXXXXDX |  | VLT HVAC Drive FC 102 | FC-102 | 11K | 0 | 0 | 0 | 0 | 4 | 4 | 4 | 4 | 2460 | 1 | 3
131F1460 | FC-102P1K5T4E55H2XNXXXXSXXXXAXBXCXXXXDX |  | VLT HVAC Drive FC 102 | FC-102 | 1K5 | 0 | 0 | 0 | 0 | 3 | 3 | 3 | 3 | 2460 | 0 | 3
131F1467 | FC-102P1K5T4E55H1XGXXXXSXXXXAXB0CXXXXDX |  | VLT HVAC Drive FC 102 | FC-102 | 1K5 | 0 | 3 | 0 | 0 | 0 | 3 | 0 | 3 | 2460 | 0 | 3
131F1667 | FC-301P75KT4E21H2XGCXXXSXXXXAXBPCXXXXDX |  | VLT AutomationDrive FC 301 | FC-301 | 75K | 0 | 0 | 1 | 7 | 0 | 8 | 8 | 8 | 2460 | 0 | 8
131F1668 | FC-301P55KT4E21H2XGCXXXSXXXXAXBPCXXXXDX |  | VLT AutomationDrive FC 301 | FC-301 | 55K | 0 | 0 | 1 | 0 | 0 | 1 | 1 | 1 | 2460 | 0 | 1
131F1669 | FC-301P45KT4E21H2XGCXXXSXXXXAXBPCXXXXDX |  | VLT AutomationDrive FC 301 | FC-301 | 45K | 0 | 0 | 0 | 1 | 0 | 1 | 1 | 1 | 2460 | 0 | 1
131F1672 | FC-301P37KT4E21H2XGCXXXSXXXXAXBPCXXXXDX |  | VLT AutomationDrive FC 301 | FC-301 | 37K | 0 | 0 | 0 | 10 | 0 | 10 | 10 | 10 | 2460 | 0 | 10
131F1675 | FC-301P4K0T4E55H1BXXXXXSXXXXAXBXCXXXXDX |  | VLT AutomationDrive FC 301 | FC-301 | 4K0 | 0 | 0 | 0 | 1 | 0 | 1 | 1 | 1 | 2460 | 0 | 1
131F1685 | FC-301P30KT4E21H2XGCXXXSXXXXAXBPCXXXXDX |  | VLT AutomationDrive FC 301 | FC-301 | 30K | 0 | 0 | 1 | 1 | 0 | 2 | 2 | 2 | 2460 | 0 | 2
131F1696 | FC-102P4K0T4E55H2XGX1XXSXXXXAXBXCXXXXDX |  | VLT HVAC Drive FC 102 | FC-102 | 4K0 | 0 | 1 | 0 | 0 | 0 | 1 | 0 | 1 | 2460 | 0 | 1
131F1712 | FC-102P4K0T4E55H1XGXXXXSXXXXAXB0CXXXXDX |  | VLT HVAC Drive FC 102 | FC-102 | 4K0 | 0 | 17 | 0 | 0 | 0 | 17 | 0 | 17 | 2460 | 0 | 17
131F1713 | FC-102P5K5T4E55H1XGXXXXSXXXXAXB0CXXXXDX |  | VLT HVAC Drive FC 102 | FC-102 | 5K5 | 0 | 5 | 0 | 0 | 0 | 5 | 0 | 5 | 2460 | 0 | 5
131F1714 | FC-102P7K5T4E55H1XGXXXXSXXXXAXB0CXXXXDX |  | VLT HVAC Drive FC 102 | FC-102 | 7K5 | 0 | 1 | 0 | 0 | 0 | 1 | 0 | 1 | 2460 | 0 | 1
131F2413 | FC-301P5K5T4E20H2XGXXXXSXXXXA0BXCXXXXD0 |  | VLT AutomationDrive FC 301 | FC-301 | 5K5 | 0 | 0 | 1 | 0 | 0 | 1 | 1 | 1 | 2460 | 0 | 1
131F2414 | FC-301P7K5T4E20H2XGXXXXSXXXXA0BXCXXXXD0 |  | VLT AutomationDrive FC 301 | FC-301 | 7K5 | 0 | 0 | 1 | 0 | 0 | 1 | 1 | 1 | 2460 | 0 | 1
131F2726 | FC-102P30KT4E21H1TGXDXXSXXXXA0B0CXXXXDX |  | VLT HVAC Drive FC 102 | FC-102 | 30K | 0 | 2 | 0 | 0 | 0 | 2 | 0 | 2 | 2460 | 0 | 2
131F2766 | FC-301P4K0T4E20H2XGCXXXSXXXXAXBKCXXXXDX |  | VLT AutomationDrive FC 301 | FC-301 | 4K0 | 0 | 0 | 1 | 1 | 0 | 2 | 2 | 2 | 2460 | 0 | 2
131F3648 | FC-102P7K5T4E55H2XNX1XXSXXXXAXBXCXXXXDX |  | VLT HVAC Drive FC 102 | FC-102 | 7K5 | 0 | 0 | 1 | 0 | 0 | 1 | 1 | 1 | 2460 | 0 | 1
131F3649 | FC-102P11KT4E55H2XNX1XXSXXXXAXBXCXXXXDX |  | VLT HVAC Drive FC 102 | FC-102 | 11K | 0 | 0 | 1 | 0 | 0 | 1 | 1 | 1 | 2460 | 0 | 1
131F5235 | FC-302P15KT5E20H1BGXXXXSXXXXA0BXCXXXXDX |  | VLT AutomationDrive FC 302 | FC-302 | 15K | 0 | 1 | 0 | 0 | 0 | 1 | 0 | 1 | 2460 | 0 | 1
131F5494 | FC-301P11KT4E20H2XGXXXXSXXXXAXBXCXXXXDX |  | VLT AutomationDrive FC 301 | FC-301 | 11K | 0 | 3 | 0 | 0 | 0 | 3 | 0 | 3 | 2460 | 0 | 3
131F5501 | FC-301P45KT4E20H2XGCXXXSXXXXAXBXCXXXXDX |  | VLT AutomationDrive FC 301 | FC-301 | 45K | 0 | 0 | 0 | 1 | 0 | 1 | 1 | 1 | 2460 | 0 | 1
131F5859 | FC-301P7K5T4E20H2XGXXXXSXXXXAXBKCXXXXDX |  | VLT AutomationDrive FC 301 | FC-301 | 7K5 | 0 | 0 | 0 | 2 | 0 | 2 | 2 | 2 | 2460 | 0 | 2
131F6077 | FC-102P5K5T4E55H1XGX1XXSXXXXAXB0CXXXXDX |  | VLT HVAC Drive FC 102 | FC-102 | 5K5 | 0 | 0 | 1 | 0 | 0 | 1 | 1 | 1 | 2460 | 0 | 1
131F6593 | FC-301P11KT4E20H1XGXXXXSXXXXAXBXCXXXXDX |  | VLT AutomationDrive FC 301 | FC-301 | 11K | 0 | 0 | 1 | 0 | 0 | 1 | 1 | 1 | 2460 | 0 | 1
131F6594 | FC-301P15KT4E20H1XGXXXXSXXXXAXBXCXXXXDX |  | VLT AutomationDrive FC 301 | FC-301 | 15K | 0 | 0 | 1 | 0 | 0 | 1 | 1 | 1 | 2460 | 0 | 1
131F6604 | FC-301P75KT4E20H1XGXXXXSXXXXAXBXCXXXXDX |  | VLT AutomationDrive FC 301 | FC-301 | 75K | 0 | 0 | 1 | 0 | 0 | 1 | 1 | 1 | 2460 | 0 | 1
131F6624 | FC-102P37KT4E20H2XXXXXXSXXXXAXBXCXXXXDX |  | VLT HVAC Drive FC 102 | FC-102 | 37K | 0 | 0 | 1 | 0 | 0 | 1 | 1 | 1 | 2460 | 0 | 1
131F6632 | FC-102P18KT4E20H1XGXXXXSXXXXAXBXCXXXXDX |  | VLT HVAC Drive FC 102 | FC-102 | 18K | 0 | 0 | 1 | 0 | 0 | 1 | 1 | 1 | 2460 | 0 | 1
131F6641 | FC-202P15KT4E20H2XGXXXXSXXXXAXBXCXXXXDX |  | VLT AQUA Drive FC 202 | FC-202 | 15K | 0 | 2 | 0 | 0 | 0 | 2 | 0 | 2 | 2460 | 0 | 2
131F6645 | FC-202P18KT4E20H2XGXXXXSXXXXAXBXCXXXXDX |  | VLT AQUA Drive FC 202 | FC-202 | 18K | 0 | 0 | 1 | 0 | 0 | 1 | 1 | 1 | 2460 | 0 | 1
131F7276 | FC-102P5K5T4E20H2XGXXXXSXXXXAXBKCXXXXDX |  | VLT HVAC Drive FC 102 | FC-102 | 5K5 | 0 | 3 | 0 | 0 | 0 | 3 | 0 | 3 | 2460 | 0 | 3
131F7823 | FC-102P4K0T4P55H2XGCXXXSXXXXAXBXCXXXXDX |  | VLT HVAC Drive FC 102 | FC-102 | 4K0 | 0 | 0 | 1 | 0 | 0 | 1 | 1 | 1 | 2460 | 0 | 1
131F7835 | FC-102P4K0T4E55H2XGX1XXSXXXXAXB0CXXXXDX |  | VLT HVAC Drive FC 102 | FC-102 | 4K0 | 0 | 0 | 1 | 2 | 0 | 3 | 3 | 3 | 2460 | 2 | 1
131F8920 | FC-302P22KT5E20H2XGCXXXSXXXXAXBKCXXXXDX |  | VLT AutomationDrive FC 302 | FC-302 | 22K | 1 | 2 | 0 | 0 | 0 | 2 | 0 | 3 | 2460 | 0 | 2
131F8921 | FC-302P30KT5E20H2XGCXXXSXXXXAXBKCXXXXDX |  | VLT AutomationDrive FC 302 | FC-302 | 30K | 1 | 1 | 0 | 0 | 0 | 1 | 0 | 2 | 2464 | 0 | 1
131F9674 | FC-102P11KT4E20H2XGXXXXSXXXXAXBKCXXXXDX |  | VLT HVAC Drive FC 102 | FC-102 | 11K | 0 | 2 | 0 | 0 | 0 | 2 | 0 | 2 | 2460 | 1 | 1
131F9918 | FC-102P22KT4E20H1XNXXXXSXXXXAXBXCXXXXDX |  | VLT HVAC Drive FC 102 | FC-102 | 22K | 0 | 0 | 2 | 0 | 0 | 2 | 2 | 2 | 2460 | 0 | 2
131G0402 | FC-202P30KT4E20H2XGCXXXSXXXXAXBKCXXXXDX |  | VLT AQUA Drive FC 202 | FC-202 | 30K | 0 | 0 | 0 | 3 | 0 | 3 | 3 | 3 | 2460 | 0 | 3
131G1454 | FC-202P15KT4E66H2XGXXXXSXXXXAXBYCXXXXDX |  | VLT AQUA Drive FC 202 | FC-202 | 15K | 0 | 0 | 0 | 1 | 0 | 1 | 1 | 1 | 2460 | 0 | 1
131G5244 | FC-102P45KT4E20H2XGCXXXSXXXXAXBXCXXXXDX |  | VLT HVAC Drive FC 102 | FC-102 | 45K | 0 | 0 | 4 | 34 | 0 | 38 | 38 | 38 | 2460 | 1 | 37
131G5245 | FC-102P55KT4E20H2XGCXXXSXXXXAXBXCXXXXDX |  | VLT HVAC Drive FC 102 | FC-102 | 55K | 0 | 1 | 5 | 0 | 0 | 6 | 5 | 6 | 2460 | 1 | 5
131G6170 | FC-302P5K5T5E20H2XGXXXXSXXXXANBXCXXXXDX |  | VLT AutomationDrive FC 302 | FC-302 | 5K5 | 0 | 2 | 0 | 0 | 0 | 2 | 0 | 2 | 2460 | 0 | 2
131G6609 | FC-301P15KT4E20H2XGCXXXSXXXXAXBPCXXXXDX |  | VLT AutomationDrive FC 301 | FC-301 | 15K | 0 | 10 | 0 | 0 | 0 | 10 | 0 | 10 | 2460 | 0 | 10
131G6612 | FC-301P11KT4E20H2XGCXXXSXXXXAXBPCXXXXDX |  | VLT AutomationDrive FC 301 | FC-301 | 11K | 0 | 11 | 5 | 0 | 0 | 16 | 5 | 16 | 2460 | 0 | 16
131G6745 | FC-102P30KT2E20H2XGCXXXSXXXXAXBXCXXXXDX |  | VLT HVAC Drive FC 102 | FC-102 | 30K | 0 | 0 | 0 | 1 | 0 | 1 | 1 | 1 | 2460 | 0 | 1
131G7638 | FC-302P11KT6E20HXXGCXXXSXXXXAXBXCXXXXDX |  | VLT AutomationDrive FC 302 | FC-302 | 11K | 0 | 0 | 1 | 0 | 0 | 1 | 1 | 1 | 2460 | 0 | 1
131G8827 | FC-302P5K5T5E20H1XGCXXXSXXXXANBXCXXXXDX |  | VLT AutomationDrive FC 302 | FC-302 | 5K5 | 0 | 0 | 0 | 1 | 0 | 1 | 1 | 1 | 2460 | 0 | 1
131G9104 | FC-102P800T4E21H2XGC7XXSXXXXAXBXCXXXXDX |  | VLT HVAC Drive FC 102 | FC-102 | 800 | 0 | 0 | 1 | 0 | 0 | 1 | 1 | 1 | 2460 | 0 | 1
131G9570 | FC-302P45KT5E20H2BGCDXXSXXXXAXBXCXXXXDX |  | VLT AutomationDrive FC 302 | FC-302 | 45K | 0 | 0 | 0 | 1 | 0 | 1 | 1 | 1 | 2460 | 0 | 1
131H0030 | FC-102P15KT4E20H2XNXXXXSXXXXAXBXCXXXXDX |  | VLT HVAC Drive FC 102 | FC-102 | 15K | 0 | 0 | 1 | 0 | 0 | 1 | 1 | 1 | 2460 | 0 | 1
131H0062 | FC-301P2K2T2E20H1XGXXXXSXXXXAXBKCXXXXDX |  | VLT AutomationDrive FC 301 | FC-301 | 2K2 | 0 | 0 | 0 | 0 | 1 | 1 | 1 | 1 | 2460 | 0 | 1
131H0789 | FC-102P15KT4E20H2XGXXXXSXXXXAXBKCXXXXDX |  | VLT HVAC Drive FC 102 | FC-102 | 15K | 0 | 1 | 0 | 0 | 0 | 1 | 0 | 1 | 2460 | 0 | 1
131H1284 | FC-302P55KT5E21H2XGCDXXSXXXXAXBXCXXXXDX |  | VLT AutomationDrive FC 302 | FC-302 | 55K | 0 | 2 | 0 | 0 | 0 | 2 | 0 | 2 | 2460 | 1 | 1
131H1608 | FC-102P11KT4E55H1XGX1XXSXXXXAXB0CXXXXDX |  | VLT HVAC Drive FC 102 | FC-102 | 11K | 0 | 0 | 1 | 0 | 0 | 1 | 1 | 1 | 2460 | 0 | 1
131H1610 | FC-102P7K5T4E55H1XGX1XXSXXXXAXB0CXXXXDX |  | VLT HVAC Drive FC 102 | FC-102 | 7K5 | 0 | 0 | 1 | 0 | 0 | 1 | 1 | 1 | 2460 | 0 | 1
131H1670 | FC-202P15KT4E20H2XGXXXXSXXXXAXBYCXXXXDX |  | VLT AQUA Drive FC 202 | FC-202 | 15K | 0 | 0 | 3 | 0 | 0 | 3 | 3 | 3 | 2460 | 0 | 3
131H1887 | FC-301P11KT4E20H2XGXXXXSXXXXAXBKCXXXXDX |  | VLT AutomationDrive FC 301 | FC-301 | 11K | 0 | 1 | 0 | 0 | 0 | 1 | 0 | 1 | 2460 | 0 | 1
131H2243 | FC-302P75KT5E20H2XGCXXXSXXXXAXBXCXXXXDX |  | VLT AutomationDrive FC 302 | FC-302 | 75K | 0 | 0 | 1 | 0 | 0 | 1 | 1 | 1 | 2460 | 0 | 1
131H2652 | FC-301P55KT4E20H2XGXXXXSXXXXAXBXCXXXXDX |  | VLT AutomationDrive FC 301 | FC-301 | 55K | 0 | 0 | 1 | 0 | 0 | 1 | 1 | 1 | 2460 | 0 | 1
131H2682 | FC-301P75KT4E20H2XGXXXXSXXXXAXBKCXXXXDX |  | VLT AutomationDrive FC 301 | FC-301 | 75K | 0 | 0 | 0 | 5 | 0 | 5 | 5 | 5 | 2460 | 0 | 5
131H3040 | FC-202P30KT4E20H1XGXXXXSXXXXA0BXCXXXXD0 |  | VLT AQUA Drive FC 202 | FC-202 | 30K | 0 | 2 | 0 | 0 | 0 | 2 | 0 | 2 | 2460 | 0 | 2
131H3045 | FC-202P37KT4E20H1XGXXXXSXXXXA0BXCXXXXD0 |  | VLT AQUA Drive FC 202 | FC-202 | 37K | 0 | 1 | 0 | 0 | 0 | 1 | 0 | 1 | 2460 | 0 | 1
131H3267 | FC-102P75KT4E20H2XGCXXXSXXXXAXBXCXXXXDX |  | VLT HVAC Drive FC 102 | FC-102 | 75K | 0 | 2 | 3 | 0 | 0 | 5 | 3 | 5 | 2460 | 3 | 2
131H3926 | FC-302P75KT5E20H2XGXDXXSXXXXAXBXCXXXXDX |  | VLT AutomationDrive FC 302 | FC-302 | 75K | 0 | 1 | 0 | 0 | 0 | 1 | 0 | 1 | 2460 | 0 | 1
131H4026 | FC-102P30KT4E20H2XGCXXXSXXXXAXBXCXXXXDX |  | VLT HVAC Drive FC 102 | FC-102 | 30K | 0 | 3 | 19 | 0 | 0 | 22 | 19 | 22 | 2460 | 2 | 20
131H4027 | FC-102P37KT4E20H2XGCXXXSXXXXAXBXCXXXXDX |  | VLT HVAC Drive FC 102 | FC-102 | 37K | 0 | 4 | 13 | 27 | 0 | 44 | 40 | 44 | 2460 | 3 | 41
131H4028 | FC-102P22KT4E20H2XGCXXXSXXXXAXBXCXXXXDX |  | VLT HVAC Drive FC 102 | FC-102 | 22K | 0 | 0 | 9 | 30 | 0 | 39 | 39 | 39 | 2460 | 0 | 39
131H4491 | FC-302P30KT5E20H2BGXXXXSXXXXAXBXCXXXXDX |  | VLT AutomationDrive FC 302 | FC-302 | 30K | 0 | 1 | 0 | 0 | 0 | 1 | 0 | 1 | 2460 | 0 | 1
131H4505 | FC-301P75KT4E20H2XGCXXXSXXXXAXBKCXXXXDX |  | VLT AutomationDrive FC 301 | FC-301 | 75K | 0 | 0 | 4 | 0 | 0 | 4 | 4 | 4 | 2460 | 0 | 4
131H4873 | FC-301P22KT4E20H2XGXXXXSXXXXAXBPCXXXXDX |  | VLT AutomationDrive FC 301 | FC-301 | 22K | 0 | 0 | 1 | 0 | 0 | 1 | 1 | 1 | 2460 | 0 | 1
131H4882 | FC-301P11KT4E20H2XGXXXXSXXXXAXBPCXXXXDX |  | VLT AutomationDrive FC 301 | FC-301 | 11K | 0 | 0 | 0 | 1 | 0 | 1 | 1 | 1 | 2460 | 0 | 1
131H5112 | FC-301P30KT4E20H2XNXXXXSXXXXAXBXCXXXXDX |  | VLT AutomationDrive FC 301 | FC-301 | 30K | 0 | 0 | 1 | 0 | 0 | 1 | 1 | 1 | 2460 | 0 | 1
131H5154 | FC-302P45KT5E20H2BGXXXXSXXXXAXBXCXXXXDX |  | VLT AutomationDrive FC 302 | FC-302 | 45K | 0 | 0 | 1 | 0 | 0 | 1 | 1 | 1 | 2460 | 0 | 1
131H5481 | FC-202P22KT4E20H2XGXXXXSXXXXAXBYCXXXXDX |  | VLT AQUA Drive FC 202 | FC-202 | 22K | 0 | 0 | 1 | 0 | 0 | 1 | 1 | 1 | 2460 | 0 | 1
131H5505 | FC-301P45KT4E20H2BGXXXXSXXXXAXBXCXXXXDX |  | VLT AutomationDrive FC 301 | FC-301 | 45K | 0 | 0 | 1 | 0 | 0 | 1 | 1 | 1 | 2460 | 0 | 1
131H6199 | FC-302P45KT5E20H1XGXXXXSXXXXA0BXCXXXXD0 |  | VLT AutomationDrive FC 302 | FC-302 | 45K | 0 | 0 | 0 | 2 | 0 | 2 | 2 | 2 | 2460 | 0 | 2
131H6200 | FC-301P37KT4E20H2BGCXXXSXXXXAXBXCXXXXDX |  | VLT AutomationDrive FC 301 | FC-301 | 37K | 0 | 0 | 2 | 0 | 0 | 2 | 2 | 2 | 2460 | 0 | 2
131H7078 | FC-102P22KT4E20H2XGXXXXSXXXXAXBKCXXXXDX |  | VLT HVAC Drive FC 102 | FC-102 | 22K | 0 | 1 | 0 | 0 | 0 | 1 | 0 | 1 | 2460 | 0 | 1
131H7109 | FC-302P37KT5E20H1XGCXXXSXXXXAXBXCXXXXDX |  | VLT AutomationDrive FC 302 | FC-302 | 37K | 0 | 0 | 1 | 0 | 0 | 1 | 1 | 1 | 2460 | 0 | 1
131H7147 | FC-302P37KT5E20H2BNXXXXSXXXXAXBXCXXXXDX |  | VLT AutomationDrive FC 302 | FC-302 | 37K | 0 | 1 | 0 | 0 | 0 | 1 | 0 | 1 | 2460 | 0 | 1
131H7167 | FC-102P1K1T4E55H2XGX1XXSXXXXAXB0CXXXXDX |  | VLT HVAC Drive FC 102 | FC-102 | 1K1 | 0 | 1 | 1 | 0 | 0 | 2 | 1 | 2 | 2460 | 0 | 2
131H7194 | FC-102P18KT4E20H2XGXXXXSXXXXAXBKCXXXXDX |  | VLT HVAC Drive FC 102 | FC-102 | 18K | 0 | 1 | 1 | 0 | 0 | 2 | 1 | 2 | 2460 | 0 | 2
131H8043 | FC-302P2K2T5E20H2XGXXXXSXXXXANBXCXXXXDX |  | VLT AutomationDrive FC 302 | FC-302 | 2K2 | 0 | 1 | 0 | 0 | 0 | 1 | 0 | 1 | 2460 | 0 | 1
131H8044 | FC-302P4K0T5E20H2XGXXXXSXXXXANBXCXXXXDX |  | VLT AutomationDrive FC 302 | FC-302 | 4K0 | 0 | 1 | 0 | 0 | 0 | 1 | 0 | 1 | 2460 | 0 | 1
131H8386 | FC-302PK75T5E20H2XGXXXXSXXXXANBXCXXXXDX |  | VLT AutomationDrive FC 302 | FC-302 | K75 | 0 | 1 | 0 | 0 | 0 | 1 | 0 | 1 | 2460 | 0 | 1
131H8762 | FC-102P22KT4E20H2XGXXXXSXXXXAXB0CXXXXDX |  | VLT HVAC Drive FC 102 | FC-102 | 22K | 0 | 2 | 0 | 0 | 0 | 2 | 0 | 2 | 2460 | 0 | 2
131H9291 | FC-202P22KT4E20H2TGXXXXSXXXXAXBXCXXXXDX |  | VLT AQUA Drive FC 202 | FC-202 | 22K | 0 | 0 | 1 | 0 | 0 | 1 | 1 | 1 | 2460 | 0 | 1
131H9680 | FC-301P5K5T4E20H2XGXXXXSXXXXAXBKCXXXXDX |  | VLT AutomationDrive FC 301 | FC-301 | 5K5 | 0 | 0 | 1 | 0 | 0 | 1 | 1 | 1 | 2460 | 0 | 1
131H9681 | FC-301P18KT4E20H2XGXXXXSXXXXAXBKCXXXXDX |  | VLT AutomationDrive FC 301 | FC-301 | 18K | 0 | 1 | 0 | 0 | 0 | 1 | 0 | 1 | 2460 | 0 | 1
131L0133 | FC-202P55KT4E20H2XGCXXXSXXXXAXBKCXXXXDX |  | VLT AQUA Drive FC 202 | FC-202 | 55K | 0 | 0 | 1 | 0 | 0 | 1 | 1 | 1 | 2460 | 0 | 1
131L0332 | FC-301P75KT4E55H2XGC1XXSXXXXAXBXCXXXXDX |  | VLT AutomationDrive FC 301 | FC-301 | 75K | 0 | 0 | 1 | 0 | 1 | 2 | 2 | 2 | 2460 | 0 | 2
131L0802 | FC-301P11KT4E20H2XGXXXXSXXXXANBXCXXXXDX |  | VLT AutomationDrive FC 301 | FC-301 | 11K | 0 | 0 | 1 | 0 | 0 | 1 | 1 | 1 | 2460 | 0 | 1
131L0806 | FC-301P22KT4E20H1XGCXXXSXXXXA0BXCXXXXDX |  | VLT AutomationDrive FC 301 | FC-301 | 22K | 0 | 0 | 0 | 1 | 0 | 1 | 1 | 1 | 2460 | 0 | 1
131L2237 | FC-302P37KT5E55H2XGC1XXSXXXXAXBXCXXXXDX |  | VLT AutomationDrive FC 302 | FC-302 | 37K | 0 | 0 | 0 | 2 | 0 | 2 | 2 | 2 | 2460 | 0 | 2
131L2366 | FC-302P15KT6E20HXXGCXXXSXXXXAXBXCXXXXDX |  | VLT AutomationDrive FC 302 | FC-302 | 15K | 0 | 0 | 1 | 0 | 0 | 1 | 1 | 1 | 2460 | 0 | 1
131L4263 | FC-301P3K0T4E20H2XGCXXXSXXXXAXBKCXXXXDX |  | VLT AutomationDrive FC 301 | FC-301 | 3K0 | 0 | 0 | 19 | 0 | 0 | 19 | 19 | 19 | 2460 | 0 | 19
131L5087 | FC-102P11KT4E55H1XGX1OXSXXXXAXBXCXXXXDX |  | VLT HVAC Drive FC 102 | FC-102 | 11K | 0 | 0 | 0 | 1 | 0 | 1 | 1 | 1 | 2460 | 0 | 1
131L6721 | FC-302P11KT5E20H2XGXXXXSXXXXANBXCXXXXDX |  | VLT AutomationDrive FC 302 | FC-302 | 11K | 0 | 1 | 0 | 0 | 0 | 1 | 0 | 1 | 2460 | 0 | 1
131L8437 | FC-302P5K5T5E55H1XGXXOXSXXXXAXBXCXXXXDX |  | VLT AutomationDrive FC 302 | FC-302 | 5K5 | 0 | 0 | 1 | 0 | 0 | 1 | 1 | 1 | 2460 | 0 | 1
131L9166 | FC-302P30KT5E20H2XGXXXXSXXXXANBXCXXXXDX |  | VLT AutomationDrive FC 302 | FC-302 | 30K | 0 | 0 | 1 | 0 | 0 | 1 | 1 | 1 | 2460 | 0 | 1
131L9798 | FC-101P5K5T2E20H4XXCXXXSXXXXAXBXCXXXXDX |  | VLT HVAC Drive FC 101 | FC-101 | 5K5 | 0 | 0 | 0 | 1 | 0 | 1 | 1 | 1 | 2460 | 0 | 1
131L9800 | FC-101P11KT2E20H4XXCXXXSXXXXAXBXCXXXXDX |  | VLT HVAC Drive FC 101 | FC-101 | 11K | 0 | 0 | 0 | 3 | 0 | 3 | 3 | 3 | 2460 | 0 | 3
131L9801 | FC-101P15KT2E20H2XXXXXXSXXXXAXBXCXXXXDX |  | VLT HVAC Drive FC 101 | FC-101 | 15K | 0 | 0 | 0 | 4 | 0 | 4 | 4 | 4 | 2460 | 0 | 4
131L9809 | FC-101P18KT2E20H2XXXXXXSXXXXAXBXCXXXXDX |  | VLT HVAC Drive FC 101 | FC-101 | 18K | 0 | 0 | 0 | 1 | 0 | 1 | 1 | 1 | 2460 | 0 | 1
131L9832 | FC-101P22KT2E20H2XXXXXXSXXXXAXBXCXXXXDX |  | VLT HVAC Drive FC 101 | FC-101 | 22K | 0 | 0 | 0 | 1 | 0 | 1 | 1 | 1 | 2460 | 0 | 1
131L9865 | FC-101P3K0T4E20H4XXCXXXSXXXXAXBXCXXXXDX |  | VLT HVAC Drive FC 101 | FC-101 | 3K0 | 0 | 4 | 0 | 0 | 0 | 4 | 0 | 4 | 2460 | 2 | 2
131L9871 | FC-101P18KT4E20H4XXCXXXSXXXXAXBXCXXXXDX |  | VLT HVAC Drive FC 101 | FC-101 | 18K | 5 | 18 | 0 | 0 | 0 | 18 | 0 | 23 | 2460 | 7 | 11
131L9872 | FC-101P22KT4E20H4XXCXXXSXXXXAXBXCXXXXDX |  | VLT HVAC Drive FC 101 | FC-101 | 22K | 12 | 19 | 0 | 0 | 0 | 19 | 0 | 31 | 2460 | 5 | 14
131L9875 | FC-101P30KT4E20H3XXXXXXSXXXXAXBXCXXXXDX |  | VLT HVAC Drive FC 101 | FC-101 | 30K | 0 | 0 | 0 | 1 | 0 | 1 | 1 | 1 | 2460 | 0 | 1
131L9891 | FC-101P45KT4E20H3XXXXXXSXXXXAXBXCXXXXDX |  | VLT HVAC Drive FC 101 | FC-101 | 45K | 0 | 0 | 0 | 2 | 0 | 2 | 2 | 2 | 2460 | 0 | 2
131N0183 | FC-101P3K0T4E5AH2XAXXXXSXXXXAXBXCXXXXDX |  | VLT HVAC Drive FC 101 | FC-101 | 3K0 | 0 | 0 | 2 | 0 | 0 | 2 | 2 | 2 | 2460 | 0 | 2
131N0186 | FC-101P4K0T4E5AH3XAXXXXSXXXXAXBXCXXXXDX |  | VLT HVAC Drive FC 101 | FC-101 | 4K0 | 0 | 0 | 0 | 1 | 0 | 1 | 1 | 1 | 2460 | 0 | 1
131N0190 | FC-101P7K5T4E5AH3XAXXXXSXXXXAXBXCXXXXDX |  | VLT HVAC Drive FC 101 | FC-101 | 7K5 | 0 | 1 | 0 | 0 | 0 | 1 | 0 | 1 | 2460 | 0 | 1
131N0193 | FC-101P15KT4E5AH2XAXXXXSXXXXAXBXCXXXXDX |  | VLT HVAC Drive FC 101 | FC-101 | 15K | 3 | 6 | 0 | 0 | 0 | 6 | 0 | 9 | 2460 | 0 | 6
131N0201 | FC-101P30KT4E5AH2XAXXXXSXXXXAXBXCXXXXDX |  | VLT HVAC Drive FC 101 | FC-101 | 30K | 0 | 0 | 0 | 1 | 0 | 1 | 1 | 1 | 2460 | 0 | 1
131N0235 | FC-101P15KT6E20HXXXXXXXSXXXXAXBXCXXXXDX |  | VLT HVAC Drive FC 101 | FC-101 | 15K | 0 | 0 | 0 | 1 | 0 | 1 | 1 | 1 | 2460 | 0 | 1
131N4606 | FC-302P18KT6E20HXXGCXXXSXXXXAXBXCXXXXDX |  | VLT AutomationDrive FC 302 | FC-302 | 18K | 0 | 0 | 1 | 0 | 0 | 1 | 1 | 1 | 2460 | 0 | 1
131N4615 | FC-302P22KT6E20HXXGCXXXSXXXXAXBXCXXXXDX |  | VLT AutomationDrive FC 302 | FC-302 | 22K | 0 | 0 | 1 | 0 | 0 | 1 | 1 | 1 | 2460 | 0 | 1
131N5831 | FC-102P15KT4E55H1XGX1XXSXXXXAXB0CXXXXD0 |  | VLT HVAC Drive FC 102 | FC-102 | 15K | 0 | 0 | 1 | 0 | 0 | 1 | 1 | 1 | 2460 | 0 | 1
131N9293 | FC-301P2K2T4E55H2XGX1XXSXXXXAXBXCXXXXDX |  | VLT AutomationDrive FC 301 | FC-301 | 2K2 | 0 | 0 | 1 | 0 | 0 | 1 | 1 | 1 | 2460 | 0 | 1
131N9332 | FC-102P1K1T4E55H1XGX1XXSXXXXAXB0CXXXXDX |  | VLT HVAC Drive FC 102 | FC-102 | 1K1 | 0 | 0 | 1 | 0 | 0 | 1 | 1 | 1 | 2460 | 0 | 1
131N9921 | FC-301P1K1T4E20H2XGXXXXSXXXXANBXCXXXXDX |  | VLT AutomationDrive FC 301 | FC-301 | 1K1 | 0 | 0 | 0 | 0 | 2 | 2 | 2 | 2 | 2460 | 0 | 2
131U0259 | FC-302P37KT5E20H2XGCXXXSXXXXALBXCXXXXDX |  | VLT AutomationDrive FC 302 | FC-302 | 37K | 0 | 0 | 1 | 0 | 0 | 1 | 1 | 1 | 2460 | 0 | 1
131U0569 | FC-102P18KT4E55H2XGX1XXSXXXXAXBKCXXXXDX |  | VLT HVAC Drive FC 102 | FC-102 | 18K | 0 | 0 | 1 | 0 | 0 | 1 | 1 | 1 | 2460 | 0 | 1
131U1464 | FC-102P1K1T4Z55H3XGXXXXSXXXXAXBXCXXXXDX |  | VLT HVAC Drive FC 102 | FC-102 | 1K1 | 0 | 0 | 0 | 0 | 5 | 5 | 5 | 5 | 2460 | 0 | 5
131U1466 | FC-102P1K5T4Z55H3XGXXXXSXXXXAXBXCXXXXDX |  | VLT HVAC Drive FC 102 | FC-102 | 1K5 | 0 | 0 | 0 | 0 | 5 | 5 | 5 | 5 | 2460 | 0 | 5
131U2892 | FC-301P4K0T4E20H2XGXXXXSXXXXA0BXCXXXXD0 |  | VLT AutomationDrive FC 301 | FC-301 | 4K0 | 0 | 0 | 1 | 0 | 0 | 1 | 1 | 1 | 2460 | 0 | 1
131U2893 | FC-301P11KT4E20H2XGXXXXSXXXXA0BXCXXXXD0 |  | VLT AutomationDrive FC 301 | FC-301 | 11K | 0 | 0 | 0 | 1 | 0 | 1 | 1 | 1 | 2460 | 0 | 1
131U2897 | FC-301P45KT4E20H2XGXXXXSXXXXA0BXCXXXXD0 |  | VLT AutomationDrive FC 301 | FC-301 | 45K | 0 | 0 | 0 | 3 | 0 | 3 | 3 | 3 | 2460 | 0 | 3
131U2898 | FC-301P55KT4E20H2XGXXXXSXXXXA0BXCXXXXD0 |  | VLT AutomationDrive FC 301 | FC-301 | 55K | 0 | 1 | 0 | 0 | 0 | 1 | 0 | 1 | 2460 | 0 | 1
131U6046 | FC-301P4K0T4E20H2XGXXXXSXXXXALBXCXXXXDX |  | VLT AutomationDrive FC 301 | FC-301 | 4K0 | 0 | 0 | 1 | 0 | 0 | 1 | 1 | 1 | 2460 | 0 | 1
131U6048 | FC-301P7K5T4E20H2XGXXXXSXXXXALBXCXXXXDX |  | VLT AutomationDrive FC 301 | FC-301 | 7K5 | 0 | 0 | 1 | 0 | 0 | 1 | 1 | 1 | 2460 | 0 | 1
131U7106 | FC-301P15KT4E21H2XXCXXXSXXXXAXBKC4XXXDX |  | VLT AutomationDrive FC 301 | FC-301 | 15K | 0 | 0 | 1 | 0 | 0 | 1 | 1 | 1 | 2460 | 0 | 1
131U7107 | FC-301P18KT4E21H2XXCXXXSXXXXAXBKC4XXXDX |  | VLT AutomationDrive FC 301 | FC-301 | 18K | 0 | 0 | 1 | 0 | 0 | 1 | 1 | 1 | 2460 | 0 | 1
131U9618 | FC-302P45KT5E20H2BGCXXXSXXXXA0BKCXXXXDX |  | VLT AutomationDrive FC 302 | FC-302 | 45K | 0 | 0 | 1 | 0 | 0 | 1 | 1 | 1 | 2460 | 0 | 1
131X1510 | FC-102P2K2T4Y55H3XGX1OXSXXXXAXBXCXXXXDX |  | VLT HVAC Drive FC 102 | FC-102 | 2K2 | 0 | 0 | 1 | 0 | 0 | 1 | 1 | 1 | 2460 | 0 | 1
131X1653 | FC-102P1K5T4E20H3XGXXXXSXXXXAXB0CXXXXDX |  | VLT HVAC Drive FC 102 | FC-102 | 1K5 | 0 | 0 | 0 | 3 | 0 | 3 | 3 | 3 | 2460 | 0 | 3
131X1961 | FC-302P75KT6E21HXXGCXXXSXXXXAXBXCXXXXDX |  | VLT AutomationDrive FC 302 | FC-302 | 75K | 0 | 0 | 1 | 0 | 0 | 1 | 1 | 1 | 2460 | 0 | 1
131X3207 | FC-102P45KT4E20H2BGCXXXSXXXXAXBXCXXXXDX |  | VLT HVAC Drive FC 102 | FC-102 | 45K | 0 | 0 | 1 | 0 | 0 | 1 | 1 | 1 | 2460 | 0 | 1
131X6114 | FC-111P1K5T4P20H4XXCXXXSXXXXAXBXCXXXXDX |  | VLT HVAC Drive FC 101 | FC-111 | 1K5 | 0 | 0 | 1 | 0 | 0 | 1 | 1 | 1 | 2464 | 0 | 1
131X6115 | FC-111P2K2T4P20H4XXCXXXSXXXXAXBXCXXXXDX |  | VLT HVAC Drive FC 101 | FC-111 | 2K2 | 0 | 1 | 0 | 0 | 0 | 1 | 0 | 1 | 2464 | 0 | 1
131X6116 | FC-111P3K0T4P20H4XXCXXXSXXXXAXBXCXXXXDX |  | VLT HVAC Drive FC 101 | FC-111 | 3K0 | 0 | 0 | 0 | 0 | 1 | 1 | 1 | 1 | 2464 | 0 | 1
131X6117 | FC-111P4K0T4P20H4XXCXXXSXXXXAXBXCXXXXDX |  | VLT HVAC Drive FC 101 | FC-111 | 4K0 | 0 | 0 | 0 | 0 | 1 | 1 | 1 | 1 | 2464 | 0 | 1
131X6118 | FC-111P5K5T4P20H4XXCXXXSXXXXAXBXCXXXXDX |  | VLT HVAC Drive FC 101 | FC-111 | 5K5 | 0 | 0 | 1 | 0 | 0 | 1 | 1 | 1 | 2464 | 0 | 1
131X6118 | FC-111P5K5T4P20H4XXCXXXSXXXXAXBXCXXXXDX |  | VLT HVAC Drive FC 101 | FC-111 | 5K5 | 0 | 0 | 1 | 0 | 0 | 1 | 1 | 1 | 2460 | 0 | 1
131X6121 | FC-111P15KT4P20H4XXCXXXSXXXXAXBXCXXXXDX |  | VLT HVAC Drive FC 101 | FC-111 | 15K | 0 | 0 | 0 | 0 | 1 | 1 | 1 | 1 | 2464 | 0 | 1
131X6122 | FC-111P18KT4P20H4XXCXXXSXXXXAXBXCXXXXDX |  | VLT HVAC Drive FC 101 | FC-111 | 18K | 0 | 6 | 0 | 0 | 0 | 6 | 0 | 6 | 2460 | 0 | 6
131X6123 | FC-111P22KT4P20H4XXCXXXSXXXXAXBXCXXXXDX |  | VLT HVAC Drive FC 101 | FC-111 | 22K | 0 | 0 | 0 | 0 | 1 | 1 | 1 | 1 | 2464 | 0 | 1
131X6123 | FC-111P22KT4P20H4XXCXXXSXXXXAXBXCXXXXDX |  | VLT HVAC Drive FC 101 | FC-111 | 22K | 0 | 3 | 2 | 0 | 0 | 5 | 2 | 5 | 2460 | 0 | 5
131X6204 | FC-301P45KT4P21H2XGXXXXSXXXXAXBPCXXXXDX |  | VLT AutomationDrive FC 301 | FC-301 | 45K | 0 | 0 | 0 | 9 | 0 | 9 | 9 | 9 | 2460 | 0 | 9
131X6206 | FC-301P55KT4P21H2XGXXXXSXXXXAXBPCXXXXDX |  | VLT AutomationDrive FC 301 | FC-301 | 55K | 0 | 0 | 1 | 3 | 0 | 4 | 4 | 4 | 2460 | 0 | 4
131X6698 | FC-301P11KT4E21H2XXXXXXSXXXXAXBKC4XXXDX |  | VLT AutomationDrive FC 301 | FC-301 | 11K | 0 | 0 | 0 | 1 | 0 | 1 | 1 | 1 | 2460 | 0 | 1
131X6699 | FC-301P15KT4E21H2XXXXXXSXXXXAXBKC4XXXDX |  | VLT AutomationDrive FC 301 | FC-301 | 15K | 0 | 0 | 0 | 1 | 0 | 1 | 1 | 1 | 2460 | 0 | 1
131X6700 | FC-301P18KT4E21H2XXXXXXSXXXXAXBKC4XXXDX |  | VLT AutomationDrive FC 301 | FC-301 | 18K | 0 | 0 | 0 | 1 | 0 | 1 | 1 | 1 | 2460 | 0 | 1
131X7931 | FC-102P22KT4P55H3TGC1OXSXXXXAXBXCXXXXDX |  | VLT HVAC Drive FC 102 | FC-102 | 22K | 0 | 0 | 1 | 0 | 0 | 1 | 1 | 1 | 2460 | 0 | 1
131X9200 | FC-301P3K0T4Z66H1XGXXXXSXXXXAXBXCXXXXDX |  | VLT AutomationDrive FC 301 | FC-301 | 3K0 | 0 | 0 | 0 | 0 | 1 | 1 | 1 | 1 | 2460 | 0 | 1
131Z2427 | FC-301P30KT4E21H2XXXXXXSXXXXAXBKC4XXXDX |  | VLT AutomationDrive FC 301 | FC-301 | 30K | 0 | 0 | 0 | 1 | 0 | 1 | 1 | 1 | 2460 | 0 | 1
131Z3816 | FC-302P55KT5E20H2XGXXXXSXXXXAQBXCXXXXDX |  | VLT AutomationDrive FC 302 | FC-302 | 55K | 0 | 0 | 1 | 0 | 0 | 1 | 1 | 1 | 2460 | 0 | 1
131Z5333 | OGDSK231K131301L09RXTB1P1S9010S1BXXXXXXX |  | OGD | OGD |  | 0 | 0 | 0 | 0 | 1 | 1 | 1 | 1 | 2460 | 0 | 1
131Z5368 | FCD302PK75T4W66H1XXXXXXXXXXXA0BXXXXXXDX |  | FCD302 | FCD302 | K75 | 0 | 0 | 1 | 0 | 0 | 1 | 1 | 1 | 2460 | 0 | 1
131Z6857 | OGDSK231K131401L09RXTB1P3S9010H1B180XXXX |  | OGD | OGD |  | 0 | 0 | 0 | 2 | 4 | 6 | 6 | 6 | 2460 | 0 | 6
131Z7199 | FCD302P1K5T4W66H1X1FMFCXXXXXA0BXXXXXXDX |  | FCD302 | FCD302 | 1K5 | 0 | 0 | 1 | 3 | 6 | 10 | 10 | 10 | 2460 | 0 | 10
131Z8830 | VLT2811PT4B20SBR1DBF00A00C1 |  | Static frequency converters | Static frequency converters |  | 0 | 0 | 0 | 1 | 0 | 1 | 1 | 1 | 2460 | 0 | 1
131Z8983 | VLT2807PS2B20SBR1DBF00A00C1 |  | Static frequency converters | Static frequency converters |  | 0 | 0 | 0 | 2 | 0 | 2 | 2 | 2 | 2460 | 0 | 2
132B0212 | IP21/Type1 conversion kit, H1 |  | Accessories for Electrical Drives | Accessories for Electrical Drives |  | 0 | 1 | 0 | 0 | 0 | 1 | 0 | 1 | 2460 | 0 | 1
132B0215 | P21/Type1 conversion kit, H4 |  | Accessories for Electrical Drives | Accessories for Electrical Drives |  | 0 | 36 | 21 | 0 | 0 | 57 | 21 | 57 | 2460 | 24 | 33
132B0217 | VLT® Nema 1 kit / IP21 option frame H6 |  | Accessories for Electrical Drives | Accessories for Electrical Drives |  | 0 | 0 | 0 | 2 | 0 | 2 | 2 | 2 | 2460 | 0 | 2
132B0224 | IP20 to Type 1 Conversion Kit, H3 |  | Accessories for Electrical Drives | Accessories for Electrical Drives |  | 0 | 0 | 0 | 0 | 1 | 1 | 1 | 1 | 2460 | 0 | 1
132B0225 | ip21kit |  | Accessories for Electrical Drives | Accessories for Electrical Drives |  | 0 | 0 | 1 | 0 | 0 | 1 | 1 | 1 | 2460 | 0 | 1
132B0262 | LCP Blind cover, IP20/21 |  | Accessories for Electrical Drives | Accessories for Electrical Drives |  | 0 | 1 | 0 | 354 | 0 | 355 | 354 | 355 | 2460 | 0 | 355
132B0263 | Terminal Cover for MCB, J1, FC 360 |  | Accessories for Electrical Drives | Accessories for Electrical Drives |  | 0 | 0 | 0 | 1 | 0 | 1 | 1 | 1 | 2460 | 0 | 1
132B0266 | Terminal Cover for MCB, J3, FC 360 |  | Accessories for Electrical Drives | Accessories for Electrical Drives |  | 0 | 0 | 0 | 1 | 0 | 1 | 1 | 1 | 2460 | 0 | 1
132B0267 | Terminal Cover for MCB, J4, FC 360 |  | Accessories for Electrical Drives | Accessories for Electrical Drives |  | 0 | 1 | 0 | 0 | 0 | 1 | 0 | 1 | 2460 | 0 | 1
132B0274 | Decoupling for FC-360 Control Cassette |  | DD Spare parts | DD Spare parts |  | 0 | 0 | 0 | 1 | 0 | 1 | 1 | 1 | 2460 | 0 | 1
132B0275 | Fan 50x15 Ip21 for J1 0.37~1.5kW |  | DD Spare parts | DD Spare parts |  | 0 | 0 | 1 | 0 | 0 | 1 | 1 | 1 | 2460 | 0 | 1
132B0282 | VLT® Encoder Input MCB 102, FC 360 |  | Accessories for Electrical Drives | Accessories for Electrical Drives |  | 0 | 0 | 0 | 0 | 8 | 8 | 8 | 8 | 2460 | 0 | 8
132B0285 | Decoupling Plate mounting kit, J7 |  | DD Spare parts | DD Spare parts |  | 0 | 0 | 0 | 1 | 0 | 1 | 1 | 1 | 2460 | 0 | 1
132B0287 | Power Control Card, 30kW |  | DD Spare parts | DD Spare parts |  | 0 | 0 | 1 | 0 | 0 | 1 | 1 | 1 | 2464 | 0 | 1
132B0289 | Power Card, 30kW |  | DD Spare parts | DD Spare parts |  | 0 | 0 | 1 | 0 | 0 | 1 | 1 | 1 | 2464 | 0 | 1
132B0290 | Power Card, 37kW |  | DD Spare parts | DD Spare parts |  | 0 | 0 | 1 | 0 | 0 | 1 | 1 | 1 | 2464 | 0 | 1
132B0293 | Rectifier Module, 30-37kW |  | DD Spare parts | DD Spare parts |  | 0 | 0 | 3 | 0 | 0 | 3 | 3 | 3 | 2464 | 0 | 3
132B0293 | Rectifier Module, 30-37kW |  | DD Spare parts | DD Spare parts |  | 2 | 1 | 0 | 0 | 0 | 1 | 0 | 3 | 2460 | 0 | 1
132B0295 | Fan 92x38 Ip21 for frame size, J6 |  | DD Spare parts | DD Spare parts |  | 0 | 0 | 1 | 0 | 0 | 1 | 1 | 1 | 2464 | 0 | 1
132B0299 | DC bus terminal, J6 |  | DD Spare parts | DD Spare parts |  | 0 | 1 | 1 | 0 | 1 | 3 | 2 | 3 | 2460 | 0 | 3
132B0305 | Power Control Card, 55kW |  | DD Spare parts | DD Spare parts |  | 0 | 0 | 1 | 0 | 0 | 1 | 1 | 1 | 2464 | 0 | 1
132B0310 | IGBT Module with gate drive cable, J7 |  | DD Spare parts | DD Spare parts |  | 0 | 0 | 1 | 0 | 0 | 1 | 1 | 1 | 2464 | 0 | 1
132B0310 | IGBT Module with gate drive cable, J7 |  | DD Spare parts | DD Spare parts |  | 0 | 1 | 0 | 0 | 0 | 1 | 0 | 1 | 2460 | 0 | 1
132B0311 | DC Capacitor, 55kW |  | DD Spare parts | DD Spare parts |  | 0 | 0 | 2 | 0 | 0 | 2 | 2 | 2 | 2460 | 0 | 2
132B0313 | Fan 120x38 Ip21 for frame size, J7 |  | DD Spare parts | DD Spare parts |  | 0 | 0 | 1 | 0 | 0 | 1 | 1 | 1 | 2464 | 0 | 1
132B0315 | Mains, Motor terminal, 55kW |  | DD Spare parts | DD Spare parts |  | 0 | 0 | 0 | 0 | 3 | 3 | 3 | 3 | 2460 | 0 | 3
132B0316 | DC bus terminal, 55kW |  | DD Spare parts | DD Spare parts |  | 0 | 0 | 10 | 0 | 0 | 10 | 10 | 10 | 2460 | 0 | 10
132B0354 | Terminal Cover frame size K1 |  | DD Spare parts | DD Spare parts |  | 0 | 0 | 0 | 2 | 0 | 2 | 2 | 2 | 2460 | 0 | 2
132B0364 | Adapter Plate, VLT2800 size B |  | Accessories for Electrical Drives | Accessories for Electrical Drives |  | 0 | 0 | 1 | 0 | 0 | 1 | 1 | 1 | 2460 | 0 | 1
132B5703 | wire-connector/3 5,00 angle female |  | DD Spare parts | DD Spare parts |  | 0 | 0 | 0 | 0 | 15 | 15 | 15 | 15 | 2460 | 0 | 15
132F0002 | FC-051PK37S2E20H3XXCXXXSXXX |  | VLT Micro Drive FC 51 | FC-051 | K37 | 570 | 479 | 0 | 0 | 0 | 479 | 0 | 1049 | 2460 | 95 | 384
132F0008 | FC-051PK25T2E20H3XXCXXXSXXX |  | VLT Micro Drive FC 51 | FC-051 | K25 | 0 | 0 | 0 | 0 | 3 | 3 | 3 | 3 | 2460 | 0 | 3
132F0009 | FC-051PK37T2E20H3XXCXXXSXXX |  | VLT Micro Drive FC 51 | FC-051 | K37 | 0 | 0 | 0 | 0 | 6 | 6 | 6 | 6 | 2460 | 0 | 6
132F0010 | FC-051PK75T2E20H3XXCXXXSXXX |  | VLT Micro Drive FC 51 | FC-051 | K75 | 0 | 3 | 0 | 0 | 0 | 3 | 0 | 3 | 2460 | 0 | 3
132F0012 | FC-051P1K5T2E20H3BXCXXXSXXX |  | VLT Micro Drive FC 51 | FC-051 | 1K5 | 0 | 0 | 0 | 3 | 0 | 3 | 3 | 3 | 2460 | 0 | 3
134B0340 | Adapter plate Kit (incl. plugs) MH 1 |  | Accessories for Electrical Drives | Accessories for Electrical Drives |  | 0 | 0 | 0 | 0 | 2 | 2 | 2 | 2 | 2460 | 0 | 2
134B0389 | Motor adp plate FCM 106 MH2 frame 80-100 |  | DD Spare parts | DD Spare parts |  | 0 | 0 | 0 | 0 | 1 | 1 | 1 | 1 | 2460 | 0 | 1
134B0390 | Adapter plate Kit (incl. plugs) MH 2 |  | Accessories for Electrical Drives | Accessories for Electrical Drives |  | 0 | 0 | 0 | 0 | 1 | 1 | 1 | 1 | 2460 | 0 | 1
134B0557 | Mounting Kit with Cable 3 mt for LCP31 |  | Accessories for Electrical Drives | Accessories for Electrical Drives |  | 0 | 0 | 0 | 0 | 4 | 4 | 4 | 4 | 2460 | 0 | 4
134B0564 | LCP 102 mounting kit, FCP/FCM106 |  | Accessories for Electrical Drives | Accessories for Electrical Drives |  | 0 | 0 | 0 | 1 | 0 | 1 | 1 | 1 | 2460 | 0 | 1
134B1770 | R-SPL Power Card 75kW 500V |  | DD Spare parts | DD Spare parts |  | 0 | 0 | 0 | 0 | 1 | 1 | 1 | 1 | 2460 | 0 | 1
134B1992 | Control Terminals w/ screw connections |  | Accessories for Electrical Drives | Accessories for Electrical Drives |  | 0 | 0 | 1 | 0 | 0 | 1 | 1 | 1 | 2460 | 0 | 1
134B5473 | Temperature sensor with 410 mm wire |  | DD Spare parts | DD Spare parts |  | 0 | 1 | 0 | 0 | 0 | 1 | 0 | 1 | 2460 | 0 | 1
134F0370 | FC-202N160T4E20H2XGCXXXSXXXXAXBKCXXXXDX |  | VLT AQUA Drive FC 202 | FC-202 | 160 | 0 | 0 | 0 | 11 | 0 | 11 | 11 | 11 | 2460 | 2 | 9
134F2815 | FC-302P45KT6E21HXXGCXXXSXXXXAXBXCXXXXDX |  | VLT AutomationDrive FC 302 | FC-302 | 45K | 0 | 0 | 1 | 0 | 0 | 1 | 1 | 1 | 2460 | 0 | 1
134F2877 | FC-301P4K0T4Z66H2XGXXXXSXXXXAXBXCXXXXDX |  | VLT AutomationDrive FC 301 | FC-301 | 4K0 | 0 | 0 | 0 | 1 | 0 | 1 | 1 | 1 | 2460 | 0 | 1
134F2978 | FC-360H5K5T4E20H2BXCDXXSXXXXAXBX |  | VLT® AutomationDrive FC 360 | FC-360 | 5K5 | 88 | 143 | 0 | 0 | 0 | 143 | 0 | 231 | 2460 | 45 | 98
134F2988 | FC-360H75KT4E20H2XXCDXXSXXXXAXBX |  | VLT® AutomationDrive FC 360 | FC-360 | 75K | 50 | 20 | 0 | 0 | 0 | 20 | 0 | 70 | 2460 | 13 | 7
134F2989 | FC-360HK37T4E20H2BXCDXXSXXXXA0BX |  | VLT® AutomationDrive FC 360 | FC-360 | K37 | 0 | 0 | 1 | 7 | 0 | 8 | 8 | 8 | 2460 | 0 | 8
134F2990 | FC-360HK55T4E20H2BXCDXXSXXXXA0BX |  | VLT® AutomationDrive FC 360 | FC-360 | K55 | 0 | 0 | 0 | 4 | 0 | 4 | 4 | 4 | 2460 | 0 | 4
134F2992 | FC-360H1K1T4E20H2BXCDXXSXXXXA0BX |  | VLT® AutomationDrive FC 360 | FC-360 | 1K1 | 1 | 6 | 2 | 0 | 0 | 8 | 2 | 9 | 2460 | 0 | 8
134F2993 | FC-360H1K5T4E20H2BXCDXXSXXXXA0BX |  | VLT® AutomationDrive FC 360 | FC-360 | 1K5 | 12 | 3 | 0 | 0 | 0 | 3 | 0 | 15 | 2460 | 0 | 3
134F2995 | FC-360H3K0T4E20H2BXCDXXSXXXXA0BX |  | VLT® AutomationDrive FC 360 | FC-360 | 3K0 | 0 | 1 | 0 | 1 | 0 | 2 | 1 | 2 | 2460 | 0 | 2
134F2996 | FC-360H4K0T4E20H2BXCDXXSXXXXA0BX |  | VLT® AutomationDrive FC 360 | FC-360 | 4K0 | 12 | 5 | 0 | 0 | 0 | 5 | 0 | 17 | 2460 | 4 | 1
134F3002 | FC-360H22KT4E20H2BXCDXXSXXXXA0BX |  | VLT® AutomationDrive FC 360 | FC-360 | 22K | 0 | 4 | 0 | 0 | 0 | 4 | 0 | 4 | 2460 | 0 | 4
134F3004 | FC-360H37KT4E20H2XXCDXXSXXXXA0BX |  | VLT® AutomationDrive FC 360 | FC-360 | 37K | 0 | 0 | 0 | 9 | 0 | 9 | 9 | 9 | 2460 | 0 | 9
134F3005 | FC-360H45KT4E20H2XXCDXXSXXXXA0BX |  | VLT® AutomationDrive FC 360 | FC-360 | 45K | 1 | 0 | 0 | 2 | 0 | 2 | 2 | 3 | 2460 | 1 | 1
134F3006 | FC-360H55KT4E20H2XXCDXXSXXXXA0BX |  | VLT® AutomationDrive FC 360 | FC-360 | 55K | 0 | 0 | 0 | 8 | 0 | 8 | 8 | 8 | 2460 | 0 | 8
134F3007 | FC-360H75KT4E20H2XXCDXXSXXXXA0BX |  | VLT® AutomationDrive FC 360 | FC-360 | 75K | 1 | 1 | 0 | 0 | 0 | 1 | 0 | 2 | 2460 | 0 | 1
134F3022 | FC-360H30KT4E20H2XXCDXXSXXXXALBX |  | VLT® AutomationDrive FC 360 | FC-360 | 30K | 0 | 10 | 0 | 0 | 0 | 10 | 0 | 10 | 2460 | 0 | 10
134F3023 | FC-360H37KT4E20H2XXCDXXSXXXXALBX |  | VLT® AutomationDrive FC 360 | FC-360 | 37K | 0 | 0 | 0 | 2 | 0 | 2 | 2 | 2 | 2460 | 1 | 1
134F3024 | FC-360H45KT4E20H2XXCDXXSXXXXALBX |  | VLT® AutomationDrive FC 360 | FC-360 | 45K | 0 | 0 | 0 | 5 | 0 | 5 | 5 | 5 | 2460 | 0 | 5
134F3687 | FC-302N200T5E20H2XGCXXXSXXXXAXBKCXXXXDX |  | VLT AutomationDrive FC 302 | FC-302 | 200 | 0 | 0 | 1 | 0 | 0 | 1 | 1 | 1 | 2464 | 0 | 1
134F4247 | FC-102N132T4E54H2XGCXXXSXXXXAXBXCXXXXDX |  | VLT HVAC Drive FC 102 | FC-102 | 132 | 0 | 1 | 0 | 0 | 0 | 1 | 0 | 1 | 2460 | 0 | 1
134F5174 | FC-202N132T4E20H2XGCXXXSXXXXAXBKCXXXXDX |  | VLT AQUA Drive FC 202 | FC-202 | 132 | 0 | 0 | 0 | 2 | 0 | 2 | 2 | 2 | 2460 | 0 | 2
134F5347 | FC-302P5K5T5E20H2XGCXXXS032XAXBXCXXXXDX |  | VLT AutomationDrive FC 302 | FC-302 | 5K5 | 2 | 2 | 0 | 0 | 0 | 2 | 0 | 4 | 2460 | 1 | 1
134F5348 | FC-302P15KT5E21H2BGCDXXS032XAXBXCXXXXDX |  | VLT AutomationDrive FC 302 | FC-302 | 15K | 0 | 0 | 11 | 0 | 0 | 11 | 11 | 11 | 2460 | 0 | 11
134F5349 | FC-302P30KT5E21H2BGCDXXS032XAXBXCXXXXDX |  | VLT AutomationDrive FC 302 | FC-302 | 30K | 0 | 10 | 0 | 0 | 0 | 10 | 0 | 10 | 2460 | 0 | 10
134F5350 | FC-302P37KT5E21H2BGCDXXS032XAXBXCXXXXDX |  | VLT AutomationDrive FC 302 | FC-302 | 37K | 10 | 18 | 0 | 0 | 0 | 18 | 0 | 28 | 2460 | 13 | 5
134F5352 | FC-302P55KT5E21H2BGCDXXS032XAXBXCXXXXDX |  | VLT AutomationDrive FC 302 | FC-302 | 55K | 1 | 50 | 0 | 0 | 0 | 50 | 0 | 51 | 2460 | 14 | 36
134F6533 | AAF006A190T4E21HXXGC3XXSXXXXAXBXCFXXXDX |  | Accessories for Electrical Drives | Accessories for Electrical Drives |  | 0 | 0 | 0 | 0 | 2 | 2 | 2 | 2 | 2460 | 0 | 2
134F8054 | FC-103P37KT4E20H2XGXXXXSXXXXAXBXCXXXXDX |  | FC-103 Series | FC-103 | 37K | 0 | 0 | 1 | 0 | 0 | 1 | 1 | 1 | 2460 | 0 | 1
134F8189 | FC-103P15KT4E20H2XGXXXXSXXXXAXBXCXXXXDX |  | FC-103 Series | FC-103 | 15K | 0 | 0 | 1 | 0 | 0 | 1 | 1 | 1 | 2460 | 0 | 1
134F8682 | FCD302P3K0T4W66H1X3XMFCXXXXXA0BXXXXXXDX |  | FCD302 | FCD302 | 3K0 | 0 | 0 | 0 | 0 | 1 | 1 | 1 | 1 | 2460 | 0 | 1
134F8685 | FC-103P15KT4E20H2XGCXXXSXXXXAXBXCXXXXDX |  | FC-103 Series | FC-103 | 15K | 0 | 0 | 0 | 2 | 0 | 2 | 2 | 2 | 2460 | 0 | 2
134F8868 | FC-202N110T4E20H2XGCXXXSXXXXA0BKCXXXXDX |  | VLT AQUA Drive FC 202 | FC-202 | 110 | 0 | 0 | 1 | 0 | 0 | 1 | 1 | 1 | 2460 | 0 | 1
134F9050 | FC-103P75KT4E55H2XGXXXXSXXXXAXBXCXXXXDX |  | FC-103 Series | FC-103 | 75K | 0 | 0 | 5 | 0 | 0 | 5 | 5 | 5 | 2460 | 4 | 1
134G1171 | FC-102P15KT4E20H2XGXXXXSXXXXANBXCXXXXDX |  | VLT HVAC Drive FC 102 | FC-102 | 15K | 0 | 0 | 1 | 0 | 0 | 1 | 1 | 1 | 2460 | 0 | 1
134G1274 | FC-302N160T5E20H2XGCXXXSXXXXAXBKCXXXXDX |  | VLT AutomationDrive FC 302 | FC-302 | 160 | 0 | 0 | 3 | 0 | 0 | 3 | 3 | 3 | 2464 | 1 | 2
134G1276 | OGDSK205K921401L09RXTB1P2S9010H1BXXXXXXX |  | OGD | OGD |  | 0 | 0 | 1 | 0 | 0 | 1 | 1 | 1 | 2460 | 0 | 1
134G1964 | FC-202N250T4E20H2XGCXXXSXXXXAXBKCXXXXDX |  | VLT AQUA Drive FC 202 | FC-202 | 250 | 0 | 0 | 0 | 3 | 0 | 3 | 3 | 3 | 2460 | 1 | 2
134G2828 | FC-102P30KT4E20H2XGXXXXSXXXXANBXCXXXXDX |  | VLT HVAC Drive FC 102 | FC-102 | 30K | 0 | 0 | 0 | 12 | 0 | 12 | 12 | 12 | 2460 | 0 | 12
134G2840 | FCP106P1K1T4C66H1FSXXAXX |  | FCP106 | FCP106 | 1K1 | 0 | 0 | 0 | 0 | 1 | 1 | 1 | 1 | 2460 | 0 | 1
134G2842 | FCP106P2K2T4C66H1FSXXAXX |  | FCP106 | FCP106 | 2K2 | 0 | 0 | 0 | 0 | 1 | 1 | 1 | 1 | 2460 | 0 | 1
134G2844 | FCP106P4K0T4C66H1FSXXAXX |  | FCP106 | FCP106 | 4K0 | 0 | 0 | 0 | 0 | 1 | 1 | 1 | 1 | 2460 | 0 | 1
134G2845 | FCP106P5K5T4C66H1FSXXAXX |  | FCP106 | FCP106 | 5K5 | 0 | 0 | 0 | 0 | 1 | 1 | 1 | 1 | 2460 | 0 | 1
134G2846 | FCP106P7K5T4C66H1FSXXAXX |  | FCP106 | FCP106 | 7K5 | 0 | 0 | 0 | 0 | 1 | 1 | 1 | 1 | 2460 | 0 | 1
134G3880 | FC-302P37KT6E21HXXGCXXXSXXXXAXBXCXXXXDX |  | VLT AutomationDrive FC 302 | FC-302 | 37K | 0 | 0 | 1 | 0 | 0 | 1 | 1 | 1 | 2460 | 0 | 1
134G5112 | FC-103P30KT4E20H2XGCXXXSXXXXAXBXCXXXXDX |  | FC-103 Series | FC-103 | 30K | 0 | 0 | 1 | 0 | 0 | 1 | 1 | 1 | 2460 | 0 | 1
134G6675 | FC-302N132T5E54H2XGC3XXSXXXXAXBXCXXXXDX |  | VLT AutomationDrive FC 302 | FC-302 | 132 | 0 | 0 | 1 | 0 | 0 | 1 | 1 | 1 | 2460 | 0 | 1
134G8938 | FC-102P11KT4E55H2XGX1XXSXXXXANB0CXXXXDX |  | VLT HVAC Drive FC 102 | FC-102 | 11K | 0 | 0 | 1 | 0 | 0 | 1 | 1 | 1 | 2460 | 0 | 1
134H1342 | FC-103N132T4E20H2XGCXXXSXXXXAXBXCXXXXDX |  | FC-103 Series | FC-103 | 132 | 0 | 0 | 0 | 2 | 0 | 2 | 2 | 2 | 2460 | 0 | 2
134H2707 | FC-202P4K0T4E20H2XGXXXXSXXXXANBXCXXXXD0 |  | VLT AQUA Drive FC 202 | FC-202 | 4K0 | 0 | 0 | 1 | 0 | 0 | 1 | 1 | 1 | 2460 | 0 | 1
134H5278 | VLT2807PS2B20SBR4DBF00A00C1 |  | Static frequency converters | Static frequency converters |  | 0 | 0 | 0 | 0 | 1 | 1 | 1 | 1 | 2460 | 0 | 1
134H5542 | FCD302PK55T4W66H1S1XMXCXXXEXANBXXXXXXD0 |  | FCD302 | FCD302 | K55 | 0 | 0 | 0 | 0 | 1 | 1 | 1 | 1 | 2460 | 0 | 1
134H8917 | FCD302P3K0T4W66H1XYXXXXXXXXXA0BXXXXXXDX |  | FCD302 | FCD302 | 3K0 | 0 | 0 | 3 | 3 | 0 | 6 | 6 | 6 | 2460 | 0 | 6
134H8918 | FCD302P1K5T4W66H1XXXXXXXXXXXALBXXXXXXDX |  | FCD302 | FCD302 | 1K5 | 0 | 2 | 0 | 0 | 0 | 2 | 0 | 2 | 2460 | 0 | 2
134L2087 | FC-301P37KT4P21H2XGXDXXSXXXXAXBPCXXXXDX |  | VLT AutomationDrive FC 301 | FC-301 | 37K | 0 | 0 | 0 | 0 | 2 | 2 | 2 | 2 | 2460 | 0 | 2
134N1963 | FCD302P2K2T4W66H1XXXXXXXXXXXALBXXXXXXDX |  | FCD302 | FCD302 | 2K2 | 0 | 0 | 1 | 0 | 0 | 1 | 1 | 1 | 2460 | 0 | 1
134N3993 | FC-301P18KT4E55H2BGCXXXSXXXXAXBKCXXXXDX |  | VLT AutomationDrive FC 301 | FC-301 | 18K | 0 | 1 | 0 | 0 | 0 | 1 | 0 | 1 | 2460 | 0 | 1
134N9156 | FC-302P1K5T5E20H1XXCXXXS060XAXBXCXXXXDX |  | VLT AutomationDrive FC 302 | FC-302 | 1K5 | 0 | 5 | 0 | 0 | 0 | 5 | 0 | 5 | 2460 | 0 | 5
134N9164 | FC-302P5K5T5E20H1XXCXXXS060XAXBXCXXXXDX |  | VLT AutomationDrive FC 302 | FC-302 | 5K5 | 0 | 1 | 0 | 0 | 0 | 1 | 0 | 1 | 2460 | 0 | 1
134N9361 | MCD50525BT5G4X00CV2 |  | Soft Starters | Soft Starters |  | 0 | 0 | 1 | 1 | 0 | 2 | 2 | 2 | 2460 | 0 | 2
134U2586 | FCM106PK75T4C55H1FSXXAXXE2NK75150B03000 |  | FCM106 | FCM106 | K75 | 0 | 0 | 0 | 0 | 1 | 1 | 1 | 1 | 2460 | 0 | 1
134U2979 | FC-280PK75T4E20H1BXCXXXSXXXXAX |  | FC-280 – VLT® Midi Drive | FC-280 | K75 | 0 | 0 | 1 | 0 | 0 | 1 | 1 | 1 | 2460 | 0 | 1
134U3019 | FC-280P22KT4E20H2BXCXXXSXXXXAX |  | FC-280 – VLT® Midi Drive | FC-280 | 22K | 0 | 2 | 0 | 0 | 0 | 2 | 0 | 2 | 2460 | 0 | 2
134U5315 | FC-302N315T7E20H2RGC7XXSXXXXAXBXCXXXXDX |  | VLT AutomationDrive FC 302 | FC-302 | 315 | 0 | 0 | 0 | 0 | 1 | 1 | 1 | 1 | 2460 | 0 | 1
134U6192 | FC-102P75KT4E55H2XGXXXXSXXXXANBXCXXXXDX |  | VLT HVAC Drive FC 102 | FC-102 | 75K | 0 | 0 | 1 | 0 | 0 | 1 | 1 | 1 | 2460 | 0 | 1
134U9175 | OGDSK214K131401L06RXTB1P3S9010H1BXXX1XXX |  | OGD | OGD |  | 0 | 0 | 0 | 0 | 2 | 2 | 2 | 2 | 2460 | 0 | 2
134X0615 | OGDSK231K131401L06RXTB1P2S9010H1BXXX1XXK |  | OGD | OGD |  | 0 | 0 | 1 | 0 | 0 | 1 | 1 | 1 | 2460 | 0 | 1
134X0711 | FC-280PK75T4E20H2BXCXXXSXXXXAN |  | FC-280 – VLT® Midi Drive | FC-280 | K75 | 0 | 4 | 0 | 0 | 0 | 4 | 0 | 4 | 2460 | 0 | 4
134X0713 | FC-280P1K5T4E20H2BXCXXXSXXXXAN |  | FC-280 – VLT® Midi Drive | FC-280 | 1K5 | 0 | 2 | 0 | 0 | 0 | 2 | 0 | 2 | 2460 | 0 | 2
134X0717 | FC-280P5K5T4E20H2BXCXXXSXXXXAN |  | FC-280 – VLT® Midi Drive | FC-280 | 5K5 | 1 | 2 | 0 | 0 | 0 | 2 | 0 | 3 | 2460 | 0 | 2
134X0719 | FC-280P11KT4E20H2BXCXXXSXXXXAN |  | FC-280 – VLT® Midi Drive | FC-280 | 11K | 1 | 1 | 0 | 0 | 0 | 1 | 0 | 2 | 2460 | 0 | 1
134X1911 | FCP106N4K0T4C66H1FSXXAX0 |  | FCP106 | FCP106 | 4K0 | 0 | 0 | 0 | 1 | 0 | 1 | 1 | 1 | 2460 | 0 | 1
134X1995 | FC-301PK37T4E20H2XGXXXXSXXXXANBXCXXXXD0 |  | VLT AutomationDrive FC 301 | FC-301 | K37 | 0 | 0 | 0 | 0 | 3 | 3 | 3 | 3 | 2460 | 0 | 3
134X2425 | OGDSK205K921401L06RXTB1P2S9010H1BXXX1XXX |  | OGD | OGD |  | 0 | 0 | 0 | 0 | 3 | 3 | 3 | 3 | 2460 | 0 | 3
134X2481 | OGDSK214K131401L06RXTB1P3S9010H1B1801XXX |  | OGD | OGD |  | 0 | 0 | 1 | 0 | 0 | 1 | 1 | 1 | 2460 | 0 | 1
134X3055 | FC-280P1K1S2E20H1XXCXXXSXXXXAX |  | FC-280 – VLT® Midi Drive | FC-280 | 1K1 | 0 | 0 | 0 | 3 | 0 | 3 | 3 | 3 | 2460 | 0 | 3
134X4672 | FC-202PK55T4E20H3BXCXXXSXXXXAXBXCXXXXDX |  | VLT AQUA Drive FC 202 | FC-202 | K55 | 0 | 0 | 0 | 1 | 0 | 1 | 1 | 1 | 2460 | 0 | 1
134X4674 | FC-202PK55T4E20H3TXCXXXSXXXXAXBXCXXXXDX |  | VLT AQUA Drive FC 202 | FC-202 | K55 | 0 | 0 | 0 | 2 | 0 | 2 | 2 | 2 | 2460 | 0 | 2
134X5755 | FC-301P30KT4P21H2XGXXXXS071XAXBPCXXXXDX |  | VLT AutomationDrive FC 301 | FC-301 | 30K | 0 | 1 | 0 | 0 | 0 | 1 | 0 | 1 | 2460 | 0 | 1
134X5756 | FC-301P37KT4P21H2XGXXXXS071XAXBPCXXXXDX |  | VLT AutomationDrive FC 301 | FC-301 | 37K | 0 | 0 | 0 | 0 | 2 | 2 | 2 | 2 | 2460 | 0 | 2
134X5795 | FC-301P75KT4P21H2XGXXXXS071XAXBPCXXXXDX |  | VLT AutomationDrive FC 301 | FC-301 | 75K | 0 | 0 | 0 | 2 | 0 | 2 | 2 | 2 | 2460 | 0 | 2
134X6062 | FC-301P45KT4P21H2XGXXXXS071XAXBPCXXXXDX |  | VLT AutomationDrive FC 301 | FC-301 | 45K | 0 | 0 | 0 | 0 | 1 | 1 | 1 | 1 | 2460 | 0 | 1
134X6063 | FC-301P55KT4P21H2XGXXXXS071XAXBPCXXXXDX |  | VLT AutomationDrive FC 301 | FC-301 | 55K | 0 | 0 | 0 | 0 | 3 | 3 | 3 | 3 | 2460 | 0 | 3
134X8700 | FC-302P30KT6E21HXXGCXXXSXXXXAXBXCXXXXDX |  | VLT AutomationDrive FC 302 | FC-302 | 30K | 0 | 0 | 1 | 0 | 0 | 1 | 1 | 1 | 2460 | 0 | 1
134X9008 | FC-302P37KT5E21H2BGCDXXSXXXXAXBXC4XXXDX |  | VLT AutomationDrive FC 302 | FC-302 | 37K | 0 | 0 | 1 | 0 | 0 | 1 | 1 | 1 | 2460 | 0 | 1
134X9386 | 70-AC3L00314W05A221BM25-00057583 | VACON0020-3L-0031-4+EMC2+QPES | Vacon 20 | Vacon 20 |  | 0 | 1 | 2 | 0 | 0 | 3 | 2 | 3 | 2460 | 0 | 3
134X9586 | 70-AC3L00044W02A121BM25-00057197 | VACON0020-3L-0004-4+EMC2+QPES | Vacon 20 | Vacon 20 |  | 0 | 2 | 10 | 0 | 0 | 12 | 10 | 12 | 2460 | 0 | 12
134X9588 | DO NOT USE – WRONG CONFIGURATION | VACON0020-3L-0006-4+EMC2+QPES | Vacon 20 | Vacon 20 |  | 0 | 1 | 0 | 16 | 0 | 17 | 16 | 17 | 2460 | 0 | 17
134X9593 | 70-AC3L00234W04A221BM25-00057320 | VACON0020-3L-0023-4+EMC2+QPES | Vacon 20 | Vacon 20 |  | 0 | 0 | 1 | 1 | 0 | 2 | 2 | 2 | 2460 | 0 | 2
135N0320 | 7DL-000221-116MUP | NXL00022-C1N0SSS-00 | Vacon NXL - NX micro drive | Vacon NXL - NX micro drive |  | 0 | 0 | 0 | 1 | 0 | 1 | 1 | 1 | 2460 | 0 | 1
135N0453 | MPNXN-0650-6X0T0-SSV-0000000000 | MPNXN06506X0T0SSV0000000000 | Vacon NXA/B/F/N - NX commDCbus prod | Vacon NXA/B/F/N - NX commDCbus prod |  | 0 | 1 | 0 | 0 | 0 | 1 | 0 | 1 | 2460 | 0 | 1
135N0961 | 70-AB3L00465W06B220BM2H-00049234 | VACON0100-3L-0046-5-FLOW | Vacon 100 FLOW | Vacon 100 FLOW |  | 0 | 0 | 1 | 0 | 0 | 1 | 1 | 1 | 2460 | 0 | 1
135N0997 | 70-AC3L00064W02A141BM25-00057150 | VACON0020-3L-0006-4 | Vacon 20 | Vacon 20 |  | 0 | 0 | 0 | 2 | 0 | 2 | 2 | 2 | 2464 | 0 | 2
135N1023 | 70-AB3L00875W07B220BM26-00049851 | VACON0100-3L-0087-5 | Vacon 100 INDUSTRIAL | Vacon 100 INDUSTRIAL |  | 0 | 0 | 0 | 1 | 1 | 2 | 2 | 2 | 2460 | 0 | 2
135N1025 | 70-AB3L00315W05B220BM2H-00049467 | VACON0100-3L-0031-5-FLOW | Vacon 100 FLOW | Vacon 100 FLOW |  | 0 | 0 | 1 | 0 | 0 | 1 | 1 | 1 | 2460 | 0 | 1
135N1118 | MPNXP-0100-6A2L0-SSS-A1A2000000 | MPNXP01006A2L0SSSA1A2000000 | Vacon NXP - NX high performance | Vacon NXP - NX high performance |  | 0 | 0 | 0 | 2 | 0 | 2 | 2 | 2 | 2460 | 0 | 2
135N1161 | 70-AC3L00384W05A221BM25-00057198 | VACON0020-3L-0038-4+EMC2+QPES | Vacon 20 | Vacon 20 |  | 0 | 0 | 1 | 0 | 0 | 1 | 1 | 1 | 2460 | 0 | 1
135N1199 | FC-103P55KT4E66H2XGC1XXSXXXXAXBXCXXXXDX |  | FC-103 Series | FC-103 | 55K | 0 | 0 | 0 | 1 | 0 | 1 | 1 | 1 | 2460 | 0 | 1
135N1221 | 70-AC3L00014W01A140BM25-00057148 | VACON0020-3L-0001-4 | Vacon 20 | Vacon 20 |  | 0 | 0 | 1 | 14 | 0 | 15 | 15 | 15 | 2460 | 0 | 15
135N1222 | 70-AC3L00034W01A140BM25-00057067 | VACON0020-3L-0003-4 | Vacon 20 | Vacon 20 |  | 33 | 28 | 16 | 0 | 0 | 44 | 16 | 77 | 2460 | 0 | 44
135N1223 | 70-AC3L00044W02A141BM25-00057149 | VACON0020-3L-0004-4 | Vacon 20 | Vacon 20 |  | 0 | 0 | 0 | 4 | 0 | 4 | 4 | 4 | 2464 | 1 | 3
135N1224 | 70-AC3L00094W03A141BM25-00057152 | VACON0020-3L-0009-4 | Vacon 20 | Vacon 20 |  | 0 | 0 | 0 | 1 | 0 | 1 | 1 | 1 | 2464 | 0 | 1
135N1971 | MPNXA-0325-6A0T0-2SG-A1A2000000 | MPNXA03256A0T02SGA1A2000000 | Vacon NXA/B/F/N - NX commDCbus prod | Vacon NXA/B/F/N - NX commDCbus prod |  | 0 | 0 | 1 | 0 | 0 | 1 | 1 | 1 | 2460 | 0 | 1
135N2157 | 70-AB3L00315W05B520BM4A-00047983 | VACON0100-3L-0031-5-HVAC+IP54 | Vacon 100 HVAC | Vacon 100 HVAC |  | 0 | 0 | 0 | 1 | 0 | 1 | 1 | 1 | 2460 | 0 | 1
135N2308 | FC-301P4K0T4E20H2XNXXXXSXXXXANBPCXXXXDX |  | VLT AutomationDrive FC 301 | FC-301 | 4K0 | 0 | 0 | 1 | 0 | 0 | 1 | 1 | 1 | 2460 | 0 | 1
135N2309 | FC-301PK75T4E20H2XNXXXXSXXXXANBPCXXXXDX |  | VLT AutomationDrive FC 301 | FC-301 | K75 | 0 | 0 | 2 | 0 | 0 | 2 | 2 | 2 | 2460 | 0 | 2
135N2448 | 70-AB3L00095W04B220BM2H-00048097 | VACON0100-3L-0009-5-FLOW | Vacon 100 FLOW | Vacon 100 FLOW |  | 0 | 1 | 0 | 0 | 0 | 1 | 0 | 1 | 2460 | 0 | 1
135N2458 | DO NOT USE - WRONG CONFIGURATION | VACON0100-3L-0012-5-FLOW+IP54 | Vacon 100 FLOW | Vacon 100 FLOW |  | 0 | 0 | 2 | 0 | 0 | 2 | 2 | 2 | 2460 | 0 | 2
135N2810 | 7DL-000451-116PYE | NXL00045-C1N1SSS-00 | Vacon NXL - NX micro drive | Vacon NXL - NX micro drive |  | 0 | 0 | 0 | 1 | 0 | 1 | 1 | 1 | 2460 | 0 | 1
135N2825 | 70-AC3L00054W02A141BM25-00057075 | VACON0020-3L-0005-4 | Vacon 20 | Vacon 20 |  | 0 | 0 | 0 | 1 | 0 | 1 | 1 | 1 | 2464 | 0 | 1
135N2959 | 70-AB3L00385W06B220BM2H-00049078 | VACON0100-3L-0038-5-FLOW | Vacon 100 FLOW | Vacon 100 FLOW |  | 0 | 0 | 1 | 0 | 0 | 1 | 1 | 1 | 2460 | 0 | 1
135N2963 | DO NOT USE – WRONG CONFIGURATION | VACON0020-3L-0017-2 | Vacon 20 | Vacon 20 |  | 0 | 0 | 0 | 1 | 0 | 1 | 1 | 1 | 2460 | 0 | 1
135N3017 | 70-AB3L00465W06B221BM26-00049369 | VACON0100-3L-0046-5 | Vacon 100 INDUSTRIAL | Vacon 100 INDUSTRIAL |  | 0 | 0 | 1 | 0 | 0 | 1 | 1 | 1 | 2460 | 0 | 1
135N3474 | 70-AB3L00725W07B220BM2H-00050262 | VACON0100-3L-0072-5-FLOW | Vacon 100 FLOW | Vacon 100 FLOW |  | 0 | 0 | 1 | 0 | 0 | 1 | 1 | 1 | 2460 | 0 | 1
135N3897 | MPNXP-0072-5A2H0-SSS-A1A2000000 | MPNXP00725A2H0SSSA1A2000000 | Vacon NXP - NX high performance | Vacon NXP - NX high performance |  | 0 | 0 | 1 | 0 | 0 | 1 | 1 | 1 | 2460 | 0 | 1
135N3964 | 70-AC3L00024W01A140BM25-00056582 | VACON0020-3L-0002-4 | Vacon 20 | Vacon 20 |  | 0 | 0 | 1 | 0 | 23 | 24 | 24 | 24 | 2460 | 0 | 24
135N4434 | 70-AB3L00165W05B520BM2H-00047889 | VACON0100-3L-0016-5-FLOW+IP54 | Vacon 100 FLOW | Vacon 100 FLOW |  | 0 | 4 | 11 | 0 | 0 | 15 | 11 | 15 | 2460 | 4 | 11
135N4676 | 7DL-000151-116NCK | NXL00015-C1N0SSS-00+DPAP | Vacon NXL - NX micro drive | Vacon NXL - NX micro drive |  | 0 | 0 | 0 | 0 | 1 | 1 | 1 | 1 | 2460 | 0 | 1
135N4678 | 7DL-000351-116MR1 | NXL00035-C1N1SSS-00+DPAP | Vacon NXL - NX micro drive | Vacon NXL - NX micro drive |  | 0 | 0 | 0 | 0 | 4 | 4 | 4 | 4 | 2460 | 0 | 4
135N4679 | 7DL-000351-116PYP | NXL00035-C1N1SSS-AA+DPAP | Vacon NXL - NX micro drive | Vacon NXL - NX micro drive |  | 0 | 0 | 0 | 62 | 0 | 62 | 62 | 62 | 2460 | 0 | 62
135N4702 | 7DL-000351-116PUH | NXL00035-C1N1SSS-C3+DPAP | Vacon NXL - NX micro drive | Vacon NXL - NX micro drive |  | 0 | 0 | 0 | 0 | 1 | 1 | 1 | 1 | 2460 | 0 | 1
135N4737 | 7DL-000551-116NUR | NXL00055-C1N1SSS-00+DPAP | Vacon NXL - NX micro drive | Vacon NXL - NX micro drive |  | 0 | 0 | 0 | 0 | 4 | 4 | 4 | 4 | 2460 | 0 | 4
135N4743 | 7DL-000752-116PXH | NXL00075-C2H1SSV-00AA+DPAP | Vacon NXL - NX micro drive | Vacon NXL - NX micro drive |  | 0 | 0 | 0 | 0 | 6 | 6 | 6 | 6 | 2460 | 0 | 6
135N4756 | 7DL-003152-116N4C | NXL00315-C2H1SSV-0000+DPAP | Vacon NXL - NX micro drive | Vacon NXL - NX micro drive |  | 0 | 0 | 0 | 1 | 0 | 1 | 1 | 1 | 2460 | 0 | 1
135N4759 | 70-AC1L00072W02A140BM25-00056630 | VACON0020-1L-0007-2 | Vacon 20 | Vacon 20 |  | 0 | 1 | 1 | 0 | 0 | 2 | 1 | 2 | 2460 | 0 | 2
135N4761 | 70-AC1L00092W03A140BM25-00057138 | VACON0020-1L-0009-2 | Vacon 20 | Vacon 20 |  | 0 | 1 | 0 | 0 | 0 | 1 | 0 | 1 | 2460 | 0 | 1
135N4918 | SANXS-0072-5A2H0-SSV-A1A2000000 | SANXS00725A2H0SSVA1A2000000 | Vacon NXS - NX basic drive | Vacon NXS - NX basic drive |  | 0 | 0 | 0 | 3 | 0 | 3 | 3 | 3 | 2460 | 0 | 3
135N4921 | SANXS-0105-5A2H0-SSV-A1A2000000 | SANXS01055A2H0SSVA1A2000000 | Vacon NXS - NX basic drive | Vacon NXS - NX basic drive |  | 0 | 1 | 0 | 0 | 0 | 1 | 0 | 1 | 2460 | 0 | 1
135N8005 | 7DL-000251-116P39 | NXL00025-C1N0SSS-00+DPAP | Vacon NXL - NX micro drive | Vacon NXL - NX micro drive |  | 0 | 0 | 0 | 0 | 2 | 2 | 2 | 2 | 2460 | 0 | 2
135N8124 | 70-AB3L01402W08B220BM26-00050126 | VACON0100-3L-0140-2 | Vacon 100 INDUSTRIAL | Vacon 100 INDUSTRIAL |  | 0 | 1 | 0 | 0 | 0 | 1 | 0 | 1 | 2460 | 0 | 1
135N8250 | 7DL-000221-116P3B | NXL00022-C1N0SSS-00+DPAP | Vacon NXL - NX micro drive | Vacon NXL - NX micro drive |  | 0 | 0 | 0 | 0 | 4 | 4 | 4 | 4 | 2460 | 0 | 4
135N8264 | SANXS-0003-5A2H1-SSV-A1A2000000 | SANXS00035A2H1SSVA1A2000000 | Vacon NXS - NX basic drive | Vacon NXS - NX basic drive |  | 0 | 0 | 0 | 3 | 0 | 3 | 3 | 3 | 2460 | 0 | 3
135N8390 | 70-AB3L00315W05B520BM4A-00048526 | VACON0100-3L-0031-5-HVAC+SBF4+IP54 | Vacon 100 HVAC | Vacon 100 HVAC |  | 0 | 0 | 1 | 0 | 0 | 1 | 1 | 1 | 2460 | 0 | 1
135N8391 | MPNXP-0261-6A0N0-SSB-A1A2000000 | MPNXP02616A0N0SSBA1A2000000 | Vacon NXP - NX high performance | Vacon NXP - NX high performance |  | 0 | 0 | 0 | 1 | 0 | 1 | 1 | 1 | 2460 | 0 | 1
135N8758 | 7DL-000621-GJ8TLB | NXL00062-C1N1SSS-00+DPAP | Vacon NXL - NX micro drive | Vacon NXL - NX micro drive |  | 0 | 0 | 0 | 0 | 1 | 1 | 1 | 1 | 2460 | 0 | 1
135N9010 | 70-AB3L00035W04B520BM4A-00104484 | VACON0100-3L-0003-5-HVAC+SDB4+IP54 | Vacon 100 HVAC | Vacon 100 HVAC |  | 0 | 0 | 0 | 0 | 1 | 1 | 1 | 1 | 2460 | 0 | 1
135N9011 | 70-AB3L00045W04B520BM4A-00104485 | VACON0100-3L-0004-5-HVAC+SDB4+IP54 | Vacon 100 HVAC | Vacon 100 HVAC |  | 0 | 0 | 0 | 0 | 1 | 1 | 1 | 1 | 2460 | 0 | 1
135N9047 | MPNXP-0061-5A2H1-SSV-A1A3B20000 | MPNXP00615A2H1SSVA1A3B20000 | Vacon NXP - NX high performance | Vacon NXP - NX high performance |  | 0 | 0 | 1 | 0 | 0 | 1 | 1 | 1 | 2460 | 0 | 1
135N9054 | MPNXP-0005-5A2H1-SSV-A1A2B4B400 | MPNXP00055A2H1SSVA1A2B4B400 | Vacon NXP - NX high performance | Vacon NXP - NX high performance |  | 0 | 1 | 0 | 0 | 0 | 1 | 0 | 1 | 2460 | 0 | 1
135N9638 | 70-AB3L00034W04B520BM1A-00043033 | VACON0100-3L-0003-4-HVAC+IP54 | Vacon 100 HVAC | Vacon 100 HVAC |  | 0 | 0 | 0 | 0 | 8 | 8 | 8 | 8 | 2460 | 0 | 8
135N9880 | FC-302N400T5E54H2XGC7XXSXXXXAXBXCXXXXDX |  | VLT AutomationDrive FC 302 | FC-302 | 400 | 0 | 1 | 0 | 0 | 0 | 1 | 0 | 1 | 2460 | 0 | 1
135U0092 | FC-301P2K2T4E20H2XNXXXXSXXXXANBPCXXXXDX |  | VLT AutomationDrive FC 301 | FC-301 | 2K2 | 0 | 0 | 1 | 0 | 0 | 1 | 1 | 1 | 2460 | 0 | 1
135U0218 | MPNXP-0034-6A2L0-SSS-A1A2000000 | MPNXP00346A2L0SSSA1A2000000 | Vacon NXP - NX high performance | Vacon NXP - NX high performance |  | 0 | 0 | 0 | 2 | 0 | 2 | 2 | 2 | 2460 | 0 | 2
135U1228 | 70-AB3L00615W06B220BM2H-00105499 | VACON0100-3L-0061-5-FLOW+SRBT+DPAP | Vacon 100 FLOW | Vacon 100 FLOW |  | 0 | 0 | 1 | 0 | 0 | 1 | 1 | 1 | 2460 | 0 | 1
135U1741 | SANXS-0261-5A2H0-SSG-A1A20000C5 | SANXS02615A2H0SSGA1A20000C5 | Vacon NXS - NX basic drive | Vacon NXS - NX basic drive |  | 0 | 0 | 1 | 0 | 0 | 1 | 1 | 1 | 2460 | 0 | 1
135U2030 | 70SCO00406 | VACON0020-3L-0009-4-X+HMTX+QDSS | Vacon 20 X | Vacon 20 X |  | 0 | 0 | 1 | 1 | 0 | 2 | 2 | 2 | 2460 | 0 | 2
135U2720 | SANXS-0005-5A2H1-SSV-A9A2000000 | SANXS00055A2H1SSVA9A2000000 | Vacon NXS - NX basic drive | Vacon NXS - NX basic drive |  | 0 | 0 | 0 | 1 | 0 | 1 | 1 | 1 | 2460 | 0 | 1
135U2724 | SANXS-0168-5A2H1-SSV-A1B50000C3 | SANXS01685A2H1SSVA1B50000C3 | Vacon NXS - NX basic drive | Vacon NXS - NX basic drive |  | 0 | 0 | 0 | 2 | 0 | 2 | 2 | 2 | 2460 | 0 | 2
135U3589 | FC-202N400T4E20H2XGCXXXSXXXXAXBKCXXXXDX |  | VLT AQUA Drive FC 202 | FC-202 | 400 | 0 | 0 | 0 | 2 | 0 | 2 | 2 | 2 | 2460 | 0 | 2
135U3673 | 70-AB3L00385W06B521BM26-00105937 | VACON0100-3L-0038-5+SCB1+SDB4+SEE3+IP54 | Vacon 100 INDUSTRIAL | Vacon 100 INDUSTRIAL |  | 0 | 0 | 0 | 8 | 0 | 8 | 8 | 8 | 2460 | 0 | 8
135U3674 | 70-AB3L00235W05B521BM26-00106379 | VACON0100-3L-0023-5+SCB1+SDB4+SEE3+IP54 | Vacon 100 INDUSTRIAL | Vacon 100 INDUSTRIAL |  | 0 | 0 | 1 | 0 | 0 | 1 | 1 | 1 | 2460 | 0 | 1
135U5463 | 70SCO01193 | VACON0020-1L-0007-2-X+HMTX+QDSS | Vacon 20 X | Vacon 20 X |  | 0 | 0 | 2 | 0 | 0 | 2 | 2 | 2 | 2460 | 0 | 2
135U6706 | 70-AB3L00725W07B220BM26-00106876 | VACON0100-3L-0072-5+SRBT+HMTX+DPAP | Vacon 100 INDUSTRIAL | Vacon 100 INDUSTRIAL |  | 0 | 0 | 1 | 0 | 0 | 1 | 1 | 1 | 2460 | 0 | 1
135U8739 | FC-301P15KT2E20H2XGXXXXSXXXXAXBKCXXXXDX |  | VLT AutomationDrive FC 301 | FC-301 | 15K | 0 | 0 | 1 | 0 | 0 | 1 | 1 | 1 | 2460 | 0 | 1
135X0002 | FC-202N630T4E00P2XGC7XXSXXXXAXBKCXXXXDX |  | FC-202 Parallel Drive | FC-202 | 630 | 0 | 0 | 0 | 1 | 0 | 1 | 1 | 1 | 2460 | 0 | 1
135X0038 | FC-202N450T4E20H2XGCXXXSXXXXAXBXCXRXXDX |  | VLT AQUA Drive FC 202 | FC-202 | 450 | 0 | 0 | 0 | 1 | 0 | 1 | 1 | 1 | 2460 | 0 | 1
135X0125 | FC-102P4K0T4E66H2XGXXXXSXXXXAKBXCXXXXDX |  | VLT HVAC Drive FC 102 | FC-102 | 4K0 | 0 | 0 | 1 | 0 | 0 | 1 | 1 | 1 | 2460 | 0 | 1
135X3693 | FC-102N355T4E20H2XGCXXXSXXXXANBXCXXXXDX |  | VLT HVAC Drive FC 102 | FC-102 | 355 | 1 | 0 | 0 | 4 | 0 | 4 | 4 | 5 | 2460 | 0 | 4
135X3837 | 70-AB3L00315W05B221BM26-00016966 | VACON0100-3L-0031-5+HMTX | Vacon 100 INDUSTRIAL | Vacon 100 INDUSTRIAL |  | 0 | 0 | 1 | 0 | 0 | 1 | 1 | 1 | 2460 | 0 | 1
135X5070 | 70-AB3L00125W04B221BM26-00014158 | VACON0100-3L-0012-5+HMTX | Vacon 100 INDUSTRIAL | Vacon 100 INDUSTRIAL |  | 0 | 0 | 1 | 0 | 0 | 1 | 1 | 1 | 2460 | 0 | 1
135X5374 | FC-302P4K0T5E20H2XXCXXXS067XAYBRCXXXXDX |  | VLT AutomationDrive FC 302 | FC-302 | 4K0 | 0 | 0 | 14 | 0 | 0 | 14 | 14 | 14 | 2460 | 0 | 14
135X5375 | FC-302P30KT5E20H2XXCDXXS067XAYBRCXXXXDX |  | VLT AutomationDrive FC 302 | FC-302 | 30K | 7 | 7 | 0 | 0 | 0 | 7 | 0 | 14 | 2460 | 0 | 7
135X5376 | FC-302P37KT5E20H2XXCDXXS067XAYBRCXXXXDX |  | VLT AutomationDrive FC 302 | FC-302 | 37K | 0 | 0 | 5 | 0 | 0 | 5 | 5 | 5 | 2460 | 0 | 5
135X5377 | FC-302P55KT5E20H2XGCDXXSXXXXAYBXCXXXXDX |  | VLT AutomationDrive FC 302 | FC-302 | 55K | 0 | 0 | 10 | 0 | 0 | 10 | 10 | 10 | 2460 | 0 | 10
135X6878 | 70-AB3L00165W05B221BM26-00081848 | VACON0100-3L-0016-5+HMTX | Vacon 100 INDUSTRIAL | Vacon 100 INDUSTRIAL |  | 0 | 0 | 1 | 0 | 0 | 1 | 1 | 1 | 2460 | 0 | 1
135X6879 | 70-AB3L00235W05B221BM26-00016965 | VACON0100-3L-0023-5+HMTX | Vacon 100 INDUSTRIAL | Vacon 100 INDUSTRIAL |  | 0 | 0 | 1 | 0 | 0 | 1 | 1 | 1 | 2460 | 0 | 1
135X6927 | MPNXP-0385-6A0N0-TSA-A1A200D2C3 | MPNXP03856A0N0TSAA1A200D2C3 | Vacon NXP - NX high performance | Vacon NXP - NX high performance |  | 0 | 0 | 1 | 0 | 0 | 1 | 1 | 1 | 2460 | 0 | 1
135X9023 | 7DS-006155-116S8M | NXS00615-A5T1SSV-A8A2B4B500 | Vacon NXS - NX basic drive | Vacon NXS - NX basic drive |  | 0 | 0 | 1 | 0 | 0 | 1 | 1 | 1 | 2460 | 0 | 1
135X9108 | 7DS-002252-116RX5 | NXS00225-A2H1SSV-A1A2000000 | Vacon NXS - NX basic drive | Vacon NXS - NX basic drive |  | 0 | 2 | 1 | 0 | 0 | 3 | 1 | 3 | 2460 | 0 | 3
135X9185 | 7DS-006152-116S9K | NXS00615-A2H1SSV-A1A2000000 | Vacon NXS - NX basic drive | Vacon NXS - NX basic drive |  | 0 | 6 | 2 | 0 | 0 | 8 | 2 | 8 | 2460 | 0 | 8
135X9188 | 7DS-000452-116SBL | NXS00045-A2H1SSV-A1A2000000 | Vacon NXS - NX basic drive | Vacon NXS - NX basic drive |  | 0 | 0 | 1 | 0 | 0 | 1 | 1 | 1 | 2460 | 0 | 1
135X9498 | 7DS-001652-116SKH | NXS00165-A2H1SSV-A1A2000000 | Vacon NXS - NX basic drive | Vacon NXS - NX basic drive |  | 2 | 1 | 0 | 0 | 0 | 1 | 0 | 3 | 2460 | 0 | 1
135X9499 | 7DS-003852-116SKK | NXS00385-A2H1SSV-A1A2000000 | Vacon NXS - NX basic drive | Vacon NXS - NX basic drive |  | 2 | 0 | 2 | 0 | 0 | 2 | 2 | 4 | 2460 | 1 | 1
135X9500 | 7DS-004552-116SKL | NXS00455-A2H1SSV-A1A2000000 | Vacon NXS - NX basic drive | Vacon NXS - NX basic drive |  | 0 | 3 | 3 | 0 | 0 | 6 | 3 | 6 | 2460 | 0 | 6
135X9502 | 7DS-008752-116SKQ | NXS00875-A2H0SSV-A1A2000000 | Vacon NXS - NX basic drive | Vacon NXS - NX basic drive |  | 1 | 1 | 0 | 0 | 0 | 1 | 0 | 2 | 2460 | 0 | 1
135X9503 | 7DS-010552-116SKS | NXS01055-A2H0SSV-A1A2000000 | Vacon NXS - NX basic drive | Vacon NXS - NX basic drive |  | 3 | 4 | 0 | 0 | 0 | 4 | 0 | 7 | 2460 | 1 | 3
135X9504 | 7DS-014052-116SKT | NXS01405-A2H0SSV-A1A2000000 | Vacon NXS - NX basic drive | Vacon NXS - NX basic drive |  | 0 | 5 | 0 | 0 | 0 | 5 | 0 | 5 | 2460 | 0 | 5
136F3083 | 7DS-002255-116UZR | NXS00225-A5H1SSV-A1A2000000 | Vacon NXS - NX basic drive | Vacon NXS - NX basic drive |  | 0 | 0 | 1 | 0 | 0 | 1 | 1 | 1 | 2460 | 0 | 1
136F3086 | 70-AC3L00054W02A121BM25-00058358 | VACON0020-3L-0005-4+EMC2+QPES+WT02 | Vacon 20 | Vacon 20 |  | 0 | 0 | 1 | 1 | 0 | 2 | 2 | 2 | 2460 | 0 | 2
136F3096 | OGDSK205K921401L06RXTB1P3S9010H1B180XXXX |  | OGD | OGD |  | 0 | 1 | 0 | 0 | 0 | 1 | 0 | 1 | 2460 | 0 | 1
136F6415 | 70-AC3L00124W03A121BM25-00058362 | VACON0020-3L-0012-4+EMC2+QPES+WT02 | Vacon 20 | Vacon 20 |  | 0 | 0 | 0 | 1 | 0 | 1 | 1 | 1 | 2460 | 0 | 1
136F8296 | 7DP-006262-116XJ7 | NXP00626-A2L0SSV-A1A2000000+BM00 | Vacon NXP - NX high performance | Vacon NXP - NX high performance |  | 0 | 0 | 0 | 1 | 0 | 1 | 1 | 1 | 2460 | 0 | 1
136F8314 | 7DP-000352-116XJ6 | NXP00035-A2H1SSV-A1A200C300 | Vacon NXP - NX high performance | Vacon NXP - NX high performance |  | 0 | 0 | 0 | 1 | 0 | 1 | 1 | 1 | 2460 | 0 | 1
136F9345 | FC-302P2K2T5E20H2XXCXXXS067XAYBRCXXXXDX |  | VLT AutomationDrive FC 302 | FC-302 | 2K2 | 0 | 10 | 17 | 0 | 0 | 27 | 17 | 27 | 2460 | 0 | 27
136F9346 | FC-302P22KT5E20H2XXCDXXS067XAYBRCXXXXDX |  | VLT AutomationDrive FC 302 | FC-302 | 22K | 0 | 36 | 1 | 0 | 0 | 37 | 1 | 37 | 2460 | 0 | 37
136F9347 | FC-302P45KT5E20H2XGCDXXSXXXXAYBXCXXXXDX |  | VLT AutomationDrive FC 302 | FC-302 | 45K | 0 | 5 | 13 | 0 | 0 | 18 | 13 | 18 | 2460 | 0 | 18
136G0787 | FC-301P30KT4E20H2XGXDXXSXXXXAXBRCXXXXDX |  | VLT AutomationDrive FC 301 | FC-301 | 30K | 0 | 0 | 1 | 0 | 0 | 1 | 1 | 1 | 2460 | 0 | 1
136G3096 | 7DP-001252-117188 | NXP00125-A2H1SSV-A1A3B50000 | Vacon NXP - NX high performance | Vacon NXP - NX high performance |  | 0 | 1 | 0 | 0 | 0 | 1 | 0 | 1 | 2460 | 0 | 1
136G4632 | FC-103P55KT4E55H2XGCXXXSXXXXAXBPCXXXXDX |  | FC-103 Series | FC-103 | 55K | 0 | 0 | 1 | 0 | 0 | 1 | 1 | 1 | 2460 | 0 | 1
136G7192 | 70SCO01653 | VACON0020-3L-0009-4-X+A1163+HMTX+QDSS | Vacon 20 X | Vacon 20 X |  | 0 | 0 | 1 | 0 | 0 | 1 | 1 | 1 | 2460 | 0 | 1
136G8560 | FC-302P55KT6E21HXXGCXXXSXXXXAXBXCXXXXDX |  | VLT AutomationDrive FC 302 | FC-302 | 55K | 0 | 0 | 1 | 0 | 0 | 1 | 1 | 1 | 2460 | 0 | 1
136G8827 | FC-360H5K5T4E20H1BXCDXXSXXXXAXBX |  | VLT® AutomationDrive FC 360 | FC-360 | 5K5 | 90 | 59 | 0 | 0 | 0 | 59 | 0 | 149 | 2460 | 0 | 59
136G9014 | FC-302P37KT5E20H2XGCDXXSXXXXAYBXCXXXXDX |  | VLT AutomationDrive FC 302 | FC-302 | 37K | 0 | 9 | 0 | 0 | 0 | 9 | 0 | 9 | 2460 | 0 | 9
141F2099 | Side cover FI9 | 60FI09003 | Vacon spares and service products | Vacon spares and service products |  | 0 | 0 | 0 | 0 | 1 | 1 | 1 | 1 | 2460 | 0 | 1
141F2117 | Fan assembly FI9-FI14 and FR13-FR14 | 60FI13300 | Vacon spares and service products | Vacon spares and service products |  | 0 | 0 | 0 | 11 | 0 | 11 | 11 | 11 | 2460 | 0 | 11
141F2120 | Capacitor bank busbar kit FI9 500V | 60FI13327 | Vacon spares and service products | Vacon spares and service products |  | 0 | 0 | 0 | 1 | 0 | 1 | 1 | 1 | 2460 | 0 | 1
141F2126 | Control terminal cover light blue | 60FR00006 | Vacon spares and service products | Vacon spares and service products |  | 0 | 0 | 0 | 0 | 3 | 3 | 3 | 3 | 2460 | 0 | 3
141F2198 | Cover IP21 | 60FR07011 | Vacon spares and service products | Vacon spares and service products |  | 0 | 0 | 0 | 0 | 2 | 2 | 2 | 2 | 2460 | 0 | 2
141F2199 | Cover IP54 | 60FR07015 | Vacon spares and service products | Vacon spares and service products |  | 0 | 0 | 0 | 0 | 1 | 1 | 1 | 1 | 2460 | 0 | 1
141F2233 | Insulator capacitor | 60FR09085 | Vacon spares and service products | Vacon spares and service products |  | 0 | 0 | 0 | 0 | 1 | 1 | 1 | 1 | 2460 | 0 | 1
141F2242 | Fan inverter cover for FR9 | 60FR09132 | Vacon spares and service products | Vacon spares and service products |  | 0 | 0 | 0 | 4 | 0 | 4 | 4 | 4 | 2460 | 0 | 4
141F2295 | Isolation transformer ass., left FR10 | 60FR10844 | Vacon spares and service products | Vacon spares and service products |  | 0 | 0 | 0 | 0 | 1 | 1 | 1 | 1 | 2460 | 0 | 1
141F2296 | Isolation transformer ass., right FR10 | 60FR10845 | Vacon spares and service products | Vacon spares and service products |  | 0 | 0 | 0 | 0 | 1 | 1 | 1 | 1 | 2460 | 0 | 1
141F2297 | Fan inverter assembly FR10, left | 60FR10846 | Vacon spares and service products | Vacon spares and service products |  | 0 | 0 | 0 | 0 | 2 | 2 | 2 | 2 | 2460 | 0 | 2
141F2303 | Star coupler spare part kit | 60FR10860 | Vacon spares and service products | Vacon spares and service products |  | 0 | 0 | 0 | 0 | 2 | 2 | 2 | 2 | 2460 | 0 | 2
141F2752 | Capacitor 5uF 800VAC | 60PP00090 | Vacon spares and service products | Vacon spares and service products |  | 0 | 0 | 1 | 0 | 0 | 1 | 1 | 1 | 2460 | 0 | 1
141F2776 | HF Cap. 25uF ass. AFE | 60PP00527 | Vacon spares and service products | Vacon spares and service products |  | 0 | 0 | 0 | 0 | 1 | 1 | 1 | 1 | 2460 | 0 | 1
141F2784 | AC choke 12A | 60PP01007 | Vacon spares and service products | Vacon spares and service products |  | 0 | 0 | 0 | 0 | 2 | 2 | 2 | 2 | 2460 | 0 | 2
141F2787 | IGBT skiip 20 NAB 12 IT45 | 60PP01032 | Vacon spares and service products | Vacon spares and service products |  | 0 | 0 | 0 | 0 | 3 | 3 | 3 | 3 | 2460 | 0 | 3
141F2797 | IGBT skim 120GD 176D | 60PP01089 | Vacon spares and service products | Vacon spares and service products |  | 0 | 0 | 0 | 2 | 0 | 2 | 2 | 2 | 2460 | 0 | 2
141F2810 | OBS_Replacemet Code - 181B3433 | 60PP01145 | Vacon spares and service products | Vacon spares and service products |  | 0 | 0 | 0 | 0 | 5 | 5 | 5 | 5 | 2460 | 0 | 5
141F2812 | Diodetyr module SKKH 330/16E 12-pulse | 60PP01154 | Vacon spares and service products | Vacon spares and service products |  | 0 | 0 | 0 | 0 | 1 | 1 | 1 | 1 | 2460 | 0 | 1
141F2815 | Skim 304GD12T4D 1200V 300A. | 60PP01174 | Vacon spares and service products | Vacon spares and service products |  | 0 | 0 | 0 | 1 | 1 | 2 | 2 | 2 | 2460 | 0 | 2
141F2833 | Current measurement cable FR7 | 60PP07001 | Vacon spares and service products | Vacon spares and service products |  | 0 | 0 | 0 | 0 | 1 | 1 | 1 | 1 | 2460 | 0 | 1
141F2839 | Brake wire | 60PP07010 | Vacon spares and service products | Vacon spares and service products |  | 0 | 0 | 0 | 0 | 5 | 5 | 5 | 5 | 2460 | 0 | 5
141F2848 | DC fuse Wire | 60PP08019 | Vacon spares and service products | Vacon spares and service products |  | 0 | 0 | 0 | 1 | 0 | 1 | 1 | 1 | 2460 | 0 | 1
141F2849 | Power Board DC supply wire | 60PP08022 | Vacon spares and service products | Vacon spares and service products |  | 0 | 0 | 0 | 0 | 1 | 1 | 1 | 1 | 2460 | 0 | 1
141F2858 | Power card - rectifying card wire FR9 | 60PP09018 | Vacon spares and service products | Vacon spares and service products |  | 0 | 0 | 0 | 0 | 3 | 3 | 3 | 3 | 2460 | 0 | 3
141F2864 | Snubber ass. 6x300nF 1250VDC FR9 | 60PP09037 | Vacon spares and service products | Vacon spares and service products |  | 0 | 0 | 0 | 0 | 1 | 1 | 1 | 1 | 2460 | 0 | 1
141F2869 | Output phase cable NFE | 60PP09102 | Vacon spares and service products | Vacon spares and service products |  | 0 | 0 | 0 | 3 | 0 | 3 | 3 | 3 | 2460 | 0 | 3
141F2871 | EMC capacitor assembly FI10/FI12 | 60PP09114 | Vacon spares and service products | Vacon spares and service products |  | 0 | 0 | 0 | 0 | 6 | 6 | 6 | 6 | 2460 | 0 | 6
141F2901 | Fibre optic cables PU1 | 60PP12001 | Vacon spares and service products | Vacon spares and service products |  | 0 | 0 | 0 | 0 | 1 | 1 | 1 | 1 | 2460 | 0 | 1
141F2902 | Fibre optic cables kit PU2 | 60PP12002 | Vacon spares and service products | Vacon spares and service products |  | 0 | 0 | 0 | 0 | 1 | 1 | 1 | 1 | 2460 | 0 | 1
141F2912 | Balansing resistor wire harness 690V | 60PP13031 | Vacon spares and service products | Vacon spares and service products |  | 0 | 0 | 0 | 0 | 4 | 4 | 4 | 4 | 2460 | 0 | 4
141F2920 | Power-Control Optical fiber KC kit 8 m | 60PP13111 | Vacon spares and service products | Vacon spares and service products |  | 0 | 0 | 0 | 0 | 1 | 1 | 1 | 1 | 2460 | 0 | 1
141F3056 | Brake chopper retro fit kit 230V 500 | 60S0000083 | Vacon spares and service products | Vacon spares and service products |  | 0 | 0 | 0 | 0 | 3 | 3 | 3 | 3 | 2460 | 0 | 3
141F3250 | Driver board NXW | 60S00454 | Vacon spares and service products | Vacon spares and service products |  | 0 | 0 | 0 | 0 | 3 | 3 | 3 | 3 | 2460 | 0 | 3
141F3260 | Fan capacitor kit | 60S00465 | Vacon spares and service products | Vacon spares and service products |  | 0 | 0 | 0 | 0 | 4 | 4 | 4 | 4 | 2460 | 0 | 4
141F3298 | Fan cap. kit NFE, FI9- FI14, FR13- FR14 | 60S00520 | Vacon spares and service products | Vacon spares and service products |  | 0 | 0 | 0 | 0 | 6 | 6 | 6 | 6 | 2460 | 0 | 6
141F3347 | Rectifier board 500V | 60S00591 | Vacon spares and service products | Vacon spares and service products |  | 0 | 0 | 0 | 0 | 1 | 1 | 1 | 1 | 2460 | 0 | 1
141F3445 | DC fan supply | 60S01017 | Vacon spares and service products | Vacon spares and service products |  | 0 | 0 | 0 | 0 | 3 | 3 | 3 | 3 | 2460 | 0 | 3
141F3446 | DC fan supply assembly right |  | Vacon spares and service products | Vacon spares and service products |  | 0 | 0 | 0 | 0 | 1 | 1 | 1 | 1 | 2460 | 0 | 1
141F3447 | DC fan supply assembly left | 60S01019 | Vacon spares and service products | Vacon spares and service products |  | 0 | 0 | 1 | 0 | 0 | 1 | 1 | 1 | 2460 | 0 | 1
141F3449 | DC fan supply assembly | 60S01021 | Vacon spares and service products | Vacon spares and service products |  | 0 | 0 | 0 | 1 | 0 | 1 | 1 | 1 | 2460 | 0 | 1
141F3450 | External fan supply kit FI9 and FI10 | 60S01025 | Vacon spares and service products | Vacon spares and service products |  | 0 | 0 | 0 | 0 | 1 | 1 | 1 | 1 | 2460 | 0 | 1
141F3460 | External fan supply kit 3NFE | 60S01035 | Vacon spares and service products | Vacon spares and service products |  | 0 | 0 | 0 | 0 | 2 | 2 | 2 | 2 | 2460 | 0 | 2
141F3473 | Fan power kit DC 1030A -1300A | 60S01088 | Vacon spares and service products | Vacon spares and service products |  | 0 | 0 | 0 | 0 | 1 | 1 | 1 | 1 | 2460 | 0 | 1
141F3607 | Contactor LC1D09BL | 60S01331 | Vacon spares and service products | Vacon spares and service products |  | 0 | 0 | 0 | 0 | 1 | 1 | 1 | 1 | 2460 | 0 | 1
141F3632 | Power module as. 208A 690V air, no brake | 60SA-FI09-0208-6-ANV | Vacon spares and service products | Vacon spares and service products |  | 0 | 0 | 0 | 0 | 2 | 2 | 2 | 2 | 2460 | 0 | 2
141F3634 | Power module 300A 500V no brake chopper | SPR-ELE23715 | Vacon spares and service products | Vacon spares and service products |  | 0 | 0 | 1 | 0 | 0 | 1 | 1 | 1 | 2460 | 0 | 1
141F3646 | Power mod. as. 1030A 500V air, no brake | 60SA-FI12-1030-5-ANV | Vacon spares and service products | Vacon spares and service products |  | 0 | 0 | 0 | 1 | 0 | 1 | 1 | 1 | 2460 | 0 | 1
141F3657 | Power module sub-as. 170A, air, no brake | 60SA-FR09-0170-6-ANV | Vacon spares and service products | Vacon spares and service products |  | 0 | 0 | 0 | 0 | 1 | 1 | 1 | 1 | 2460 | 0 | 1
141F3669 | Power module 416A 690V FR10 w/o brake | 60SA-FR10-0416-6-ANV | Vacon spares and service products | Vacon spares and service products |  | 0 | 0 | 0 | 1 | 0 | 1 | 1 | 1 | 2460 | 0 | 1
141F3671 | Power module 520A 500V FR10 w/o brake | 60SA-FR10-0520-5-ANV | Vacon spares and service products | Vacon spares and service products |  | 0 | 0 | 1 | 0 | 0 | 1 | 1 | 1 | 2460 | 0 | 1
141F3708 | Power board 3A 500V MF4 with brake | 60SA-VB00350-0003-5-ABV | Vacon spares and service products | Vacon spares and service products |  | 0 | 0 | 0 | 3 | 0 | 3 | 3 | 3 | 2460 | 0 | 3
141F3710 | Power board 4A 500V MF4 with brake | 60SA-VB00350-0004-5-ABV | Vacon spares and service products | Vacon spares and service products |  | 0 | 0 | 0 | 1 | 0 | 1 | 1 | 1 | 2460 | 0 | 1
141F3712 | Power board 5A 500V MF4 with brake | 60SA-VB00350-0005-5-ABV | Vacon spares and service products | Vacon spares and service products |  | 0 | 0 | 0 | 1 | 0 | 1 | 1 | 1 | 2460 | 0 | 1
141F3716 | Power board 9A 500V brake chopper | 60SA-VB00350-0009-5-ABV | Vacon spares and service products | Vacon spares and service products |  | 0 | 0 | 0 | 0 | 2 | 2 | 2 | 2 | 2460 | 0 | 2
141F3718 | Current measurement cable FR7 | 60SA-VB00350-0012-5-ABV | Vacon spares and service products | Vacon spares and service products |  | 0 | 0 | 0 | 1 | 0 | 1 | 1 | 1 | 2460 | 0 | 1
141F3754 | Power board 31A 500V FR5 -not programmed | 60SA-VB00413-0031-5-XXV | Vacon spares and service products | Vacon spares and service products |  | 0 | 0 | 0 | 4 | 0 | 4 | 4 | 4 | 2460 | 1 | 3
141F3797 | Power board 72A 500V brake chopper | 60SA-VB00619-0072-5-ABV | Vacon spares and service products | Vacon spares and service products |  | 0 | 0 | 0 | 0 | 2 | 2 | 2 | 2 | 2460 | 0 | 2
141F3807 | Power Board 140A 500V CH4,nobrakechopper | 60SA-VB00619-0140-5-ANV | Vacon spares and service products | Vacon spares and service products |  | 0 | 0 | 0 | 0 | 2 | 2 | 2 | 2 | 2460 | 1 | 1
141F3988 | Driver adapter board | 60VB00330 | Vacon spares and service products | Vacon spares and service products |  | 0 | 0 | 0 | 0 | 5 | 5 | 5 | 5 | 2460 | 0 | 5
141F3992 | Rectifying board | 60VB00442 | Vacon spares and service products | Vacon spares and service products |  | 0 | 0 | 0 | 0 | 3 | 3 | 3 | 3 | 2460 | 0 | 3
141F3998 | Rectifying board 690V | 60VB00460 | Vacon spares and service products | Vacon spares and service products |  | 0 | 0 | 0 | 0 | 1 | 1 | 1 | 1 | 2460 | 0 | 1
141F4002 | Shunt board 35.065 ohm | 60VB00497 | Vacon spares and service products | Vacon spares and service products |  | 0 | 0 | 0 | 0 | 18 | 18 | 18 | 18 | 2460 | 0 | 18
141F4003 | Shunt board 29.322 ohm | 60VB00498 | Vacon spares and service products | Vacon spares and service products |  | 0 | 0 | 0 | 0 | 17 | 17 | 17 | 17 | 2460 | 0 | 17
141F4010 | Shunt board 35.191 ohm | 60VB00505 | Vacon spares and service products | Vacon spares and service products |  | 0 | 0 | 0 | 0 | 18 | 18 | 18 | 18 | 2460 | 0 | 18
141F4015 | Shunt board 51.692 ohm | 60VB00510 | Vacon spares and service products | Vacon spares and service products |  | 0 | 0 | 0 | 0 | 12 | 12 | 12 | 12 | 2460 | 0 | 12
141F4016 | Shunt board 41.519 ohm | 60VB00511 | Vacon spares and service products | Vacon spares and service products |  | 0 | 0 | 0 | 0 | 60 | 60 | 60 | 60 | 2460 | 0 | 60
141F4019 | Shunt board 31.130 ohm | 60VB00514 | Vacon spares and service products | Vacon spares and service products |  | 0 | 0 | 0 | 0 | 73 | 73 | 73 | 73 | 2460 | 0 | 73
141F4021 | Shunt board 49.362 ohm | 60VB00516 | Vacon spares and service products | Vacon spares and service products |  | 0 | 0 | 0 | 12 | 0 | 12 | 12 | 12 | 2460 | 0 | 12
141F4029 | Shunt board 17.232 ohm | 60VB00536 | Vacon spares and service products | Vacon spares and service products |  | 0 | 0 | 0 | 0 | 9 | 9 | 9 | 9 | 2460 | 0 | 9
141F4030 | Shunt board 44.964 ohm | 60VB00537 | Vacon spares and service products | Vacon spares and service products |  | 0 | 0 | 0 | 0 | 32 | 32 | 32 | 32 | 2460 | 0 | 32
141F4032 | Shunt board 39.319 ohm | 60VB00541 | Vacon spares and service products | Vacon spares and service products |  | 0 | 0 | 0 | 0 | 24 | 24 | 24 | 24 | 2460 | 0 | 24
141F4038 | Shunt board 44.004 ohm | 60VB00547 | Vacon spares and service products | Vacon spares and service products |  | 0 | 0 | 0 | 0 | 18 | 18 | 18 | 18 | 2460 | 0 | 18
141F4043 | NXP2 Control board varnished | 60VB00661 | Vacon spares and service products | Vacon spares and service products |  | 0 | 0 | 1 | 0 | 0 | 1 | 1 | 1 | 2460 | 0 | 1
141F4044 | Fan inverter 230V | 60VB00899 | Vacon spares and service products | Vacon spares and service products |  | 0 | 0 | 0 | 0 | 1 | 1 | 1 | 1 | 2460 | 0 | 1
141F4184 | VACON-DEM-0020-1L-2-CASE | VACON-DEM-0020-1L-2-CASE | Vacon Option and Accessory | Vacon Option and Accessory |  | 0 | 0 | 1 | 2 | 0 | 3 | 3 | 3 | 2460 | 0 | 3
141F4209 | VACON-PAN-HMTX-MC06-X | VACON-PAN-HMTX-MC06-X | Vacon Option and Accessory | Vacon Option and Accessory |  | 0 | 0 | 2 | 0 | 0 | 2 | 2 | 2 | 2460 | 0 | 2
141F4210 | VACON-DEM-0100-1L-2-CASE | VACON-DEM-0100-1L-2-CASE | Vacon Option and Accessory | Vacon Option and Accessory |  | 0 | 0 | 0 | 2 | 0 | 2 | 2 | 2 | 2460 | 0 | 2
141F4747 | Charging kit replaced by 181B2082 | CHARGING-AFE-FFE-FI10 | Vacon Option and Accessory | Vacon Option and Accessory |  | 0 | 0 | 0 | 1 | 0 | 1 | 1 | 1 | 2460 | 0 | 1
141F4864 | PAN-A(N800)not available order181B0332 |  | Vacon Option and Accessory | Vacon Option and Accessory |  | 0 | 0 | 0 | 0 | 5 | 5 | 5 | 5 | 2460 | 0 | 5
175G0096 | VLT® Control Panel LCP 501 |  | Accessories for Electrical Drives | Accessories for Electrical Drives |  | 1 | 0 | 0 | 2 | 0 | 2 | 2 | 3 | 2460 | 0 | 2
175G4002 | MCD100-001 / 440-480V / 3A / 1,5KW |  | Soft Starters | Soft Starters |  | 0 | 0 | 1 | 0 | 0 | 1 | 1 | 1 | 2460 | 0 | 1
175G5088 | Main Ctr Module/MCD3007-3055-obsolete |  | DD Spare parts | DD Spare parts |  | 0 | 0 | 0 | 0 | 1 | 1 | 1 | 1 | 2460 | 0 | 1
175G5127 | Scr/Power Assem/MCD3110-32 |  | DD Spare parts | DD Spare parts |  | 0 | 0 | 1 | 0 | 0 | 1 | 1 | 1 | 2460 | 0 | 1
175G5129 | Scr/Power Assem/MCD3220 |  | DD Spare parts | DD Spare parts |  | 0 | 0 | 0 | 0 | 1 | 1 | 1 | 1 | 2460 | 0 | 1
175G5131 | Scr/Power Assem/MCD3315 |  | DD Spare parts | DD Spare parts |  | 0 | 0 | 0 | 0 | 1 | 1 | 1 | 1 | 2460 | 0 | 1
175G5218 | MCD202090T4CV3 |  | Soft Starters | Soft Starters |  | 0 | 0 | 1 | 0 | 0 | 1 | 1 | 1 | 2460 | 0 | 1
175G5525 | MCD50021BT5G1X20CV2 |  | Soft Starters | Soft Starters |  | 0 | 0 | 1 | 0 | 0 | 1 | 1 | 1 | 2460 | 0 | 1
175G5531 | MCD50089BT5G1X20CV2 |  | Soft Starters | Soft Starters |  | 2 | 1 | 0 | 0 | 0 | 1 | 0 | 3 | 2460 | 0 | 1
175G5540 | MCD50428CT5G4X00CV2 |  | Soft Starters | Soft Starters |  | 0 | 0 | 1 | 0 | 0 | 1 | 1 | 1 | 2460 | 0 | 1
175G5572 | MCD50037BT7G1X20CV2 |  | Soft Starters | Soft Starters |  | 0 | 0 | 0 | 0 | 6 | 6 | 6 | 6 | 2460 | 0 | 6
175G5612 | Kit, Model Board 53A MCD500 |  | DD Spare parts | DD Spare parts |  | 0 | 0 | 0 | 1 | 0 | 1 | 1 | 1 | 2460 | 0 | 1
175G5617 | Kit, Model Board 131A MCD500 |  | DD Spare parts | DD Spare parts |  | 0 | 0 | 1 | 0 | 0 | 1 | 1 | 1 | 2460 | 0 | 1
175G5618 | Kit, Model Board 141A MCD500 |  | DD Spare parts | DD Spare parts |  | 0 | 0 | 0 | 0 | 1 | 1 | 1 | 1 | 2460 | 0 | 1
175G5627 | Kit, Model Board 790A MCD500 |  | DD Spare parts | DD Spare parts |  | 0 | 1 | 0 | 0 | 0 | 1 | 0 | 1 | 2460 | 0 | 1
175G5641 | Kit, Power Assy G4 790A MCD500 |  | DD Spare parts | DD Spare parts |  | 0 | 0 | 0 | 0 | 1 | 1 | 1 | 1 | 2460 | 0 | 1
175G5686 | Kit Input Busbars, G3C, MCD500 |  | DD Spare parts | DD Spare parts |  | 0 | 0 | 0 | 0 | 1 | 1 | 1 | 1 | 2460 | 0 | 1
175G5697 | Kit Bypass Contactor Class B, G2 MCD500 |  | DD Spare parts | DD Spare parts |  | 0 | 0 | 2 | 5 | 0 | 7 | 7 | 7 | 2460 | 0 | 7
175G5698 | KIT, DRIVER BYPASS MCD500 |  | DD Spare parts | DD Spare parts |  | 0 | 0 | 2 | 1 | 0 | 3 | 3 | 3 | 2460 | 0 | 3
175G5705 | Kit, Main Ctrl PCB MCD500 G2-G5 T5 CV2 |  | DD Spare parts | DD Spare parts |  | 0 | 0 | 2 | 0 | 0 | 2 | 2 | 2 | 2464 | 0 | 2
175G5706 | Kit, Main Ctrl PCB MCD500 G2-G5 T7 CV2 |  | DD Spare parts | DD Spare parts |  | 0 | 0 | 0 | 3 | 0 | 3 | 3 | 3 | 2460 | 0 | 3
175G9000 | Modbus RTU MCD200 & MCD500 |  | Accessories for Electrical Drives | Accessories for Electrical Drives |  | 0 | 0 | 5 | 0 | 0 | 5 | 5 | 5 | 2460 | 0 | 5
175N2118 | LCP 2 Connector |  | Accessories for Electrical Drives | Accessories for Electrical Drives |  | 0 | 3 | 0 | 0 | 0 | 3 | 0 | 3 | 2460 | 0 | 3
175N2402 | opt,socket frame,small supplier,koch241 |  | Accessories for Electrical Drives | Accessories for Electrical Drives |  | 0 | 0 | 0 | 22 | 0 | 22 | 22 | 22 | 2460 | 0 | 22
175N2485 | INSTALLATIONSBOX T11 FCD322-330 KHS |  | Frequency converter motors | Frequency converter motors |  | 0 | 0 | 0 | 0 | 1 | 1 | 1 | 1 | 2460 | 0 | 1
175U3034 | MCE101A38R0P1K13E21TAW |  | Accessories for Electrical Drives | Accessories for Electrical Drives |  | 0 | 0 | 1 | 0 | 0 | 1 | 1 | 1 | 2460 | 0 | 1
175U3047 | MCE101A22R0P1K70E21TAW |  | Accessories for Electrical Drives | Accessories for Electrical Drives |  | 0 | 0 | 1 | 0 | 0 | 1 | 1 | 1 | 2460 | 0 | 1
175Z0850 | LCP 2 Mounting Kit, Remote |  | Accessories for Electrical Drives | Accessories for Electrical Drives |  | 0 | 0 | 0 | 0 | 6 | 6 | 6 | 6 | 2460 | 0 | 6
175Z1124 | prom spare part/basic process |  | DD Spare parts | DD Spare parts |  | 0 | 0 | 0 | 0 | 2 | 2 | 2 | 2 | 2464 | 0 | 2
175Z1821 | wire assy, ribbon cable No longer avail. |  | DD Spare parts | DD Spare parts |  | 0 | 2 | 0 | 0 | 0 | 2 | 0 | 2 | 2460 | 0 | 2
175Z4716 | terminal spare/terminal blok/95,0 ke62da |  | DD Spare parts | DD Spare parts |  | 0 | 19 | 18 | 0 | 0 | 37 | 18 | 37 | 2460 | 0 | 37
175Z4743 | SPARE, VARIST. PCB.SP. CTD 5072-5102-OBS |  | DD Spare parts | DD Spare parts |  | 0 | 0 | 0 | 0 | 1 | 1 | 1 | 1 | 2460 | 0 | 1
175Z7807 | prom spare part/vlt6000 hvac sw |  | DD Spare parts | DD Spare parts |  | 0 | 0 | 0 | 0 | 2 | 2 | 2 | 2 | 2464 | 0 | 2
176F1400 | Control card process |  | DD Spare parts | DD Spare parts |  | 0 | 0 | 0 | 0 | 2 | 2 | 2 | 2 | 2460 | 0 | 2
176F1742 | Profibus Sub-D9 Adapter kit, D, E |  | Accessories for Electrical Drives | Accessories for Electrical Drives |  | 0 | 3 | 17 | 0 | 0 | 20 | 17 | 20 | 2460 | 0 | 20
176F2125 | Powercard 355kW 500V coated rectifier |  | DD Spare parts | DD Spare parts |  | 0 | 0 | 1 | 1 | 0 | 2 | 2 | 2 | 2460 | 0 | 2
176F2127 | Powercard 400kW 500V coated rectifier |  | DD Spare parts | DD Spare parts |  | 0 | 1 | 0 | 0 | 2 | 3 | 2 | 3 | 2460 | 0 | 3
176F2129 | Powercard 355kW 690V coated rectifier |  | DD Spare parts | DD Spare parts |  | 0 | 0 | 0 | 0 | 2 | 2 | 2 | 2 | 2460 | 0 | 2
176F2130 | Powercard 400kW 690V coated rectifier |  | DD Spare parts | DD Spare parts |  | 0 | 0 | 0 | 0 | 1 | 1 | 1 | 1 | 2460 | 0 | 1
176F2139 | Powercard 355kW 500V coated inverter |  | DD Spare parts | DD Spare parts |  | 0 | 0 | 2 | 1 | 0 | 3 | 3 | 3 | 2460 | 0 | 3
176F2141 | Powercard 400kW 500V coated inverter |  | DD Spare parts | DD Spare parts |  | 0 | 0 | 0 | 0 | 6 | 6 | 6 | 6 | 2460 | 0 | 6
176F2143 | Powercard 355kW 690V coated inverter |  | DD Spare parts | DD Spare parts |  | 0 | 0 | 0 | 0 | 2 | 2 | 2 | 2 | 2460 | 0 | 2
176F2144 | Powercard 400kW 690V coated inverter |  | DD Spare parts | DD Spare parts |  | 0 | 0 | 0 | 0 | 1 | 1 | 1 | 1 | 2460 | 0 | 1
176F2148 | spare,pc,12p,PDEFC-XXXP710T7***B******* |  | DD Spare parts | DD Spare parts |  | 0 | 0 | 0 | 1 | 1 | 2 | 2 | 2 | 2460 | 0 | 2
176F2153 | IXYS SCR/Diode T5 E frm kit incl. busbar |  | DD Spare parts | DD Spare parts |  | 0 | 0 | 1 | 0 | 0 | 1 | 1 | 1 | 2460 | 0 | 1
176F2187 | Inductor HI LHD E9 Frame |  | DD Spare parts | DD Spare parts |  | 0 | 0 | 0 | 1 | 0 | 1 | 1 | 1 | 2460 | 0 | 1
176F2219 | POWERCARD AAF400 T4 SERIES 6 |  | DD Spare parts | DD Spare parts |  | 0 | 1 | 0 | 2 | 0 | 3 | 2 | 3 | 2460 | 1 | 2
176F2222 | 12 Pulse Inverter module P900kW 690V |  | DD Spare parts | DD Spare parts |  | 0 | 0 | 4 | 0 | 0 | 4 | 4 | 4 | 2460 | 0 | 4
176F2243 | Front cover with disc. hole for frame B1 |  | DD Spare parts | DD Spare parts |  | 0 | 0 | 0 | 0 | 2 | 2 | 2 | 2 | 2460 | 0 | 2
176F2481 | MPIC Card 12pulse 690V small Rectifier |  | DD Spare parts | DD Spare parts |  | 0 | 2 | 0 | 0 | 0 | 2 | 0 | 2 | 2460 | 0 | 2
176F2547 | spare,assy,wire,can bus,inv,f8,12p |  | DD Spare parts | DD Spare parts |  | 0 | 5 | 0 | 0 | 0 | 5 | 0 | 5 | 2460 | 0 | 5
176F2548 | Fuse, fast acting, 1500A, 690v |  | DD Spare parts | DD Spare parts |  | 0 | 0 | 0 | 0 | 4 | 4 | 4 | 4 | 2460 | 0 | 4
176F2862 | Inverter Module 12pulse 560kW 690V |  | DD Spare parts | DD Spare parts |  | 0 | 0 | 2 | 0 | 0 | 2 | 2 | 2 | 2460 | 0 | 2
176F3010 | Rectifier module 12 pulse P560kW 690V |  | DD Spare parts | DD Spare parts |  | 0 | 0 | 1 | 0 | 0 | 1 | 1 | 1 | 2460 | 0 | 1
176F3014 | Rectifier module 12 pulse P900kW 690V |  | DD Spare parts | DD Spare parts |  | 0 | 0 | 2 | 0 | 0 | 2 | 2 | 2 | 2460 | 0 | 2
176F3021 | Power card 12 pulse P560kW 500V |  | DD Spare parts | DD Spare parts |  | 0 | 0 | 0 | 1 | 0 | 1 | 1 | 1 | 2460 | 0 | 1
176F3022 | Power card 12 pulse P630kW 500V |  | DD Spare parts | DD Spare parts |  | 0 | 1 | 0 | 0 | 0 | 1 | 0 | 1 | 2460 | 0 | 1
176F3033 | Power card 12 pulse P900kW 690V |  | DD Spare parts | DD Spare parts |  | 0 | 0 | 0 | 2 | 0 | 2 | 2 | 2 | 2460 | 0 | 2
176F3109 | Power Card 525-690V parallel coat P7001 |  | DD Spare parts | DD Spare parts |  | 0 | 1 | 0 | 1 | 0 | 2 | 1 | 2 | 2460 | 0 | 2
176F3115 | fuse time delay 1A 600V |  | DD Spare parts | DD Spare parts |  | 0 | 0 | 0 | 5 | 0 | 5 | 5 | 5 | 2460 | 0 | 5
176F3117 | Capacitor bank,450V,8caps,AAF series 6 |  | DD Spare parts | DD Spare parts |  | 0 | 0 | 0 | 0 | 7 | 7 | 7 | 7 | 2460 | 0 | 7
176F3118 | Contactor AC 3 phase 100A with AUX |  | DD Spare parts | DD Spare parts |  | 0 | 0 | 0 | 2 | 0 | 2 | 2 | 2 | 2460 | 0 | 2
176F3128 | Power Card 250-400kW 500V Series 6 LHD |  | DD Spare parts | DD Spare parts |  | 0 | 0 | 1 | 0 | 0 | 1 | 1 | 1 | 2460 | 0 | 1
176F3129 | Power Card AAF190 T4 Series 6 |  | DD Spare parts | DD Spare parts |  | 0 | 0 | 0 | 3 | 0 | 3 | 3 | 3 | 2460 | 0 | 3
176F3130 | Power Card AAF250 T4 Series 6 |  | DD Spare parts | DD Spare parts |  | 0 | 0 | 0 | 3 | 1 | 4 | 4 | 4 | 2460 | 0 | 4
176F3131 | Power Card AAF310 T4 Series 6 |  | DD Spare parts | DD Spare parts |  | 0 | 0 | 0 | 2 | 1 | 3 | 3 | 3 | 2460 | 0 | 3
176F3132 | Capacitor bank,450V,small,AAF series 6 |  | DD Spare parts | DD Spare parts |  | 0 | 0 | 0 | 0 | 8 | 8 | 8 | 8 | 2460 | 0 | 8
176F3149 | Power Card NO 250kW 525-690V |  | DD Spare parts | DD Spare parts |  | 0 | 0 | 0 | 0 | 40 | 40 | 40 | 40 | 2460 | 0 | 40
176F3150 | Power Card NO 315kW 525-690V |  | DD Spare parts | DD Spare parts |  | 0 | 0 | 1 | 0 | 0 | 1 | 1 | 1 | 2460 | 0 | 1
176F3153 | Current Scaling Card 4.57 Ohm 400V |  | DD Spare parts | DD Spare parts |  | 0 | 0 | 0 | 2 | 0 | 2 | 2 | 2 | 2460 | 0 | 2
176F3158 | Current Scaling Card 4.22 Ohm 400V |  | DD Spare parts | DD Spare parts |  | 0 | 0 | 0 | 0 | 2 | 2 | 2 | 2 | 2460 | 0 | 2
176F3162 | IGBT Snubber CAP 1000V 1.5uF wide mount |  | DD Spare parts | DD Spare parts |  | 0 | 1 | 5 | 0 | 0 | 6 | 5 | 6 | 2460 | 0 | 6
176F3164 | Heatsink Fan DC 172x51 |  | DD Spare parts | DD Spare parts |  | 0 | 0 | 4 | 0 | 0 | 4 | 4 | 4 | 2464 | 1 | 3
176F3166 | Top Fan IP20 DC 80x25 |  | DD Spare parts | DD Spare parts |  | 0 | 0 | 0 | 1 | 0 | 1 | 1 | 1 | 2464 | 0 | 1
176F3167 | TOP FAN IP20 DC 80X38 |  | DD Spare parts | DD Spare parts |  | 0 | 1 | 0 | 0 | 0 | 1 | 0 | 1 | 2464 | 0 | 1
176F3169 | Door Fan IP21/54 DC 120x38 |  | DD Spare parts | DD Spare parts |  | 0 | 0 | 0 | 0 | 2 | 2 | 2 | 2 | 2460 | 0 | 2
176F3172 | Fuse 400A 700V Square Body |  | DD Spare parts | DD Spare parts |  | 0 | 0 | 0 | 3 | 0 | 3 | 3 | 3 | 2460 | 0 | 3
176F3174 | Fuse 800A 700V Square Body |  | DD Spare parts | DD Spare parts |  | 0 | 0 | 3 | 0 | 0 | 3 | 3 | 3 | 2460 | 0 | 3
176F3176 | Cable IGBT Gate Signal D2h D4h |  | DD Spare parts | DD Spare parts |  | 0 | 0 | 4 | 0 | 0 | 4 | 4 | 4 | 2460 | 0 | 4
176F3177 | Cable IGBT Temp to Gate PCA D1h D3h |  | DD Spare parts | DD Spare parts |  | 0 | 0 | 0 | 1 | 0 | 1 | 1 | 1 | 2460 | 0 | 1
176F3178 | Cable IGBT Temp to Gate PCA D2h D4h |  | DD Spare parts | DD Spare parts |  | 0 | 0 | 2 | 0 | 0 | 2 | 2 | 2 | 2460 | 0 | 2
176F3179 | Cable Brake IGBT Gate Signal D1h D3h |  | DD Spare parts | DD Spare parts |  | 0 | 0 | 0 | 0 | 1 | 1 | 1 | 1 | 2460 | 0 | 1
176F3180 | Cable Brake IGBT Gate Signal D2h D4h |  | DD Spare parts | DD Spare parts |  | 0 | 0 | 0 | 0 | 1 | 1 | 1 | 1 | 2460 | 0 | 1
176F3181 | Cable LCP to Control Card D1h D3h |  | DD Spare parts | DD Spare parts |  | 0 | 0 | 0 | 0 | 3 | 3 | 3 | 3 | 2460 | 0 | 3
176F3183 | Cable Control Card to Power Card D1h D3h |  | DD Spare parts | DD Spare parts |  | 0 | 1 | 0 | 0 | 0 | 1 | 0 | 1 | 2460 | 0 | 1
176F3319 | Cable Control Card to Power Card D2h/D4h |  | DD Spare parts | DD Spare parts |  | 0 | 0 | 0 | 1 | 1 | 2 | 2 | 2 | 2460 | 0 | 2
176F3320 | Cable Power Card to Door Fan D1h/D3h |  | DD Spare parts | DD Spare parts |  | 0 | 0 | 0 | 0 | 3 | 3 | 3 | 3 | 2460 | 0 | 3
176F3321 | Cable Power Card to Door Fan D2h/D4h |  | DD Spare parts | DD Spare parts |  | 0 | 0 | 0 | 1 | 0 | 1 | 1 | 1 | 2460 | 0 | 1
176F3322 | Cable Power Card to CT D1h-D3h |  | DD Spare parts | DD Spare parts |  | 0 | 0 | 1 | 0 | 0 | 1 | 1 | 1 | 2460 | 0 | 1
176F3323 | Cable Power Card to CT D2h/D4h |  | DD Spare parts | DD Spare parts |  | 0 | 0 | 0 | 1 | 0 | 1 | 1 | 1 | 2460 | 0 | 1
176F3326 | Cable Power Card to HF/RFI D1h/D3h |  | DD Spare parts | DD Spare parts |  | 0 | 0 | 0 | 0 | 3 | 3 | 3 | 3 | 2460 | 0 | 3
176F3327 | Cable Power Card to HF/RFI D2h/D4h |  | DD Spare parts | DD Spare parts |  | 0 | 0 | 1 | 0 | 0 | 1 | 1 | 1 | 2460 | 0 | 1
176F3328 | Cable Power Card to Gate Drive D1h/D3h |  | DD Spare parts | DD Spare parts |  | 0 | 0 | 0 | 2 | 0 | 2 | 2 | 2 | 2460 | 0 | 2
176F3329 | Cable Power Card to Gate Drive D2h/D4h |  | DD Spare parts | DD Spare parts |  | 0 | 0 | 3 | 0 | 0 | 3 | 3 | 3 | 2460 | 0 | 3
176F3331 | Cable Gate Drive to Inrush D1h/D3h |  | DD Spare parts | DD Spare parts |  | 0 | 0 | 0 | 3 | 0 | 3 | 3 | 3 | 2460 | 0 | 3
176F3332 | Cable Gate Drive to Inrush D2h/D4h |  | DD Spare parts | DD Spare parts |  | 0 | 0 | 1 | 0 | 0 | 1 | 1 | 1 | 2460 | 0 | 1
176F3333 | Cable Inrush to SCR Gate D1h/D3h |  | DD Spare parts | DD Spare parts |  | 0 | 0 | 0 | 0 | 1 | 1 | 1 | 1 | 2460 | 0 | 1
176F3336 | Cable Inrush to SCR Gate D2h/D4h |  | DD Spare parts | DD Spare parts |  | 0 | 0 | 1 | 1 | 0 | 2 | 2 | 2 | 2460 | 0 | 2
176F3338 | Bus Bar SCR AC Input D1h/D3h |  | DD Spare parts | DD Spare parts |  | 0 | 0 | 0 | 0 | 6 | 6 | 6 | 6 | 2460 | 0 | 6
176F3339 | Bus Bar DC+ Inductor to CAP Bank D1h/D3h |  | DD Spare parts | DD Spare parts |  | 0 | 0 | 0 | 0 | 3 | 3 | 3 | 3 | 2460 | 0 | 3
176F3340 | Bus Bar DC- Inductor to CAP Bank D1h/D3h |  | DD Spare parts | DD Spare parts |  | 0 | 0 | 0 | 0 | 1 | 1 | 1 | 1 | 2460 | 0 | 1
176F3341 | Bus Bar IGBT AC output D1h/D3h |  | DD Spare parts | DD Spare parts |  | 0 | 0 | 0 | 0 | 4 | 4 | 4 | 4 | 2460 | 0 | 4
176F3342 | Air Baffle D2h frame |  | DD Spare parts | DD Spare parts |  | 0 | 0 | 0 | 0 | 3 | 3 | 3 | 3 | 2460 | 0 | 3
176F3343 | Air Baffle D4h frame |  | DD Spare parts | DD Spare parts |  | 0 | 0 | 0 | 0 | 3 | 3 | 3 | 3 | 2460 | 0 | 3
176F3344 | Bracket Gate Drive Support D2h/D4h |  | DD Spare parts | DD Spare parts |  | 0 | 1 | 1 | 0 | 2 | 4 | 3 | 4 | 2460 | 0 | 4
176F3347 | Bus Bar Assembly Current Sensor D1h/D3h |  | DD Spare parts | DD Spare parts |  | 0 | 0 | 1 | 0 | 0 | 1 | 1 | 1 | 2460 | 0 | 1
176F3348 | Bracket Inrush Support D1h/D3h |  | DD Spare parts | DD Spare parts |  | 0 | 0 | 3 | 0 | 0 | 3 | 3 | 3 | 2464 | 0 | 3
176F3348 | Bracket Inrush Support D1h/D3h |  | DD Spare parts | DD Spare parts |  | 0 | 9 | 0 | 0 | 0 | 9 | 0 | 9 | 2460 | 0 | 9
176F3349 | Bracket gate drive support D1h/D3h |  | DD Spare parts | DD Spare parts |  | 0 | 0 | 0 | 0 | 5 | 5 | 5 | 5 | 2460 | 0 | 5
176F3351 | Air Baffle D3h frame |  | DD Spare parts | DD Spare parts |  | 0 | 0 | 0 | 0 | 1 | 1 | 1 | 1 | 2460 | 0 | 1
176F3352 | Air Baffle D1h frame |  | DD Spare parts | DD Spare parts |  | 0 | 0 | 0 | 0 | 3 | 3 | 3 | 3 | 2460 | 0 | 3
176F3353 | Door Fan Filter Dh Frame Package of 10 |  | DD Spare parts | DD Spare parts |  | 0 | 0 | 0 | 0 | 5 | 5 | 5 | 5 | 2460 | 0 | 5
176F3354 | Insulation Mains Terminals D1h/D3h |  | DD Spare parts | DD Spare parts |  | 0 | 0 | 0 | 0 | 2 | 2 | 2 | 2 | 2460 | 0 | 2
176F3355 | Insulation Motor Terminals D1h/D3h |  | DD Spare parts | DD Spare parts |  | 0 | 0 | 0 | 0 | 2 | 2 | 2 | 2 | 2460 | 0 | 2
176F3356 | BUS BAR MOTOR TERMINALS U,V,W D1H/D3H |  | DD Spare parts | DD Spare parts |  | 0 | 0 | 0 | 0 | 2 | 2 | 2 | 2 | 2460 | 0 | 2
176F3358 | Bus Bar mains, fuse, no RFI D1h/D3h |  | DD Spare parts | DD Spare parts |  | 0 | 0 | 0 | 0 | 1 | 1 | 1 | 1 | 2460 | 0 | 1
176F3359 | Bus Bar mains, RFI, no fuse D1h/D3h |  | DD Spare parts | DD Spare parts |  | 0 | 0 | 0 | 0 | 1 | 1 | 1 | 1 | 2460 | 0 | 1
176F3360 | Bus Bar mains, fuse, RFI D1h/D3h |  | DD Spare parts | DD Spare parts |  | 0 | 0 | 1 | 0 | 0 | 1 | 1 | 1 | 2460 | 0 | 1
176F3361 | Bracket Inrush Support D2h/D4h |  | DD Spare parts | DD Spare parts |  | 0 | 1 | 1 | 0 | 2 | 4 | 3 | 4 | 2460 | 0 | 4
176F3363 | IGBT DUAL MODULE 600A, T4/T5 |  | DD Spare parts | DD Spare parts |  | 0 | 0 | 3 | 0 | 0 | 3 | 3 | 3 | 2464 | 0 | 3
176F3364 | IGBT Dual Module 600amp T4/T5 Drive |  | DD Spare parts | DD Spare parts |  | 0 | 2 | 1 | 0 | 0 | 3 | 1 | 3 | 2464 | 0 | 3
176F3364 | IGBT Dual Module 600amp T4/T5 Drive |  | DD Spare parts | DD Spare parts |  | 1 | 3 | 0 | 0 | 0 | 3 | 0 | 4 | 2460 | 0 | 3
176F3365 | IGBT Dual Module 900amp T4/T5 Drive |  | DD Spare parts | DD Spare parts |  | 1 | 2 | 0 | 0 | 0 | 2 | 0 | 3 | 2460 | 0 | 2
176F3366 | IGBT Brake Module 450amp |  | DD Spare parts | DD Spare parts |  | 0 | 0 | 0 | 0 | 4 | 4 | 4 | 4 | 2460 | 0 | 4
176F3367 | IGBT Brake Module 650amp |  | DD Spare parts | DD Spare parts |  | 0 | 0 | 0 | 1 | 0 | 1 | 1 | 1 | 2460 | 0 | 1
176F3368 | Bus Bar Motor Terminals U,V,W D2h/D4h |  | DD Spare parts | DD Spare parts |  | 0 | 0 | 1 | 0 | 0 | 1 | 1 | 1 | 2460 | 0 | 1
176F3369 | Insulation Mains Terminals D2h/D4h |  | DD Spare parts | DD Spare parts |  | 0 | 1 | 0 | 0 | 0 | 1 | 0 | 1 | 2460 | 0 | 1
176F3370 | Insulation Motor Terminals D2h/D4h |  | DD Spare parts | DD Spare parts |  | 0 | 0 | 1 | 1 | 0 | 2 | 2 | 2 | 2460 | 0 | 2
176F3371 | Bus Bar Mains,no Fuse,no RFI D2h/D4h |  | DD Spare parts | DD Spare parts |  | 0 | 0 | 1 | 0 | 0 | 1 | 1 | 1 | 2460 | 0 | 1
176F3372 | Bus Bar Mains,Fuse,no RFI D2h/D4h |  | DD Spare parts | DD Spare parts |  | 0 | 1 | 0 | 0 | 0 | 1 | 0 | 1 | 2460 | 0 | 1
176F3373 | Bus Bar Mains,RFI,no fuse D2h/D4h |  | DD Spare parts | DD Spare parts |  | 0 | 0 | 1 | 0 | 1 | 2 | 2 | 2 | 2460 | 0 | 2
176F3375 | Door Vent Kit IP21/IP54 |  | DD Spare parts | DD Spare parts |  | 0 | 1 | 0 | 0 | 0 | 1 | 0 | 1 | 2460 | 0 | 1
176F3376 | Bus Bar SCR AC Input small D2h/D4h |  | DD Spare parts | DD Spare parts |  | 0 | 0 | 0 | 0 | 3 | 3 | 3 | 3 | 2460 | 0 | 3
176F3377 | Bus Bar SCR AC Input large D2h/D4h |  | DD Spare parts | DD Spare parts |  | 0 | 0 | 0 | 0 | 6 | 6 | 6 | 6 | 2460 | 0 | 6
176F3378 | Bus Bar SCR DC Output small D2h/D4h |  | DD Spare parts | DD Spare parts |  | 0 | 0 | 0 | 0 | 2 | 2 | 2 | 2 | 2460 | 0 | 2
176F3379 | Bus Bar SCR DC Output large D2h/D4h |  | DD Spare parts | DD Spare parts |  | 0 | 0 | 0 | 0 | 2 | 2 | 2 | 2 | 2460 | 0 | 2
176F3380 | Bus Bar DC+ SCR to DC Coil D2h/D4h |  | DD Spare parts | DD Spare parts |  | 0 | 0 | 0 | 0 | 1 | 1 | 1 | 1 | 2460 | 0 | 1
176F3381 | Bus Bar DC- SCR to DC Coil D2h/D4h |  | DD Spare parts | DD Spare parts |  | 0 | 1 | 0 | 0 | 0 | 1 | 0 | 1 | 2460 | 0 | 1
176F3384 | Bus Bar IGBT AC Output D2h/D4h |  | DD Spare parts | DD Spare parts |  | 0 | 1 | 1 | 0 | 0 | 2 | 1 | 2 | 2460 | 0 | 2
176F3386 | Bus Bar Assembly CAP Bank 400V D2h/D4h |  | DD Spare parts | DD Spare parts |  | 0 | 1 | 0 | 0 | 0 | 1 | 0 | 1 | 2460 | 0 | 1
176F3387 | RFI Card NO 110-315 kW 400V |  | DD Spare parts | DD Spare parts |  | 0 | 0 | 0 | 0 | 4 | 4 | 4 | 4 | 2460 | 0 | 4
176F3395 | Cable Set LCL Capacitor small AAF/LHD |  | DD Spare parts | DD Spare parts |  | 0 | 0 | 0 | 5 | 0 | 5 | 5 | 5 | 2460 | 0 | 5
176F3401 | Cable Set Softcharge Circuit AAF/LHD |  | DD Spare parts | DD Spare parts |  | 0 | 0 | 0 | 1 | 2 | 3 | 3 | 3 | 2460 | 0 | 3
176F3410 | VLT® drive replace adptr plate d2h d4h |  | Accessories for Electrical Drives | Accessories for Electrical Drives |  | 0 | 0 | 0 | 0 | 3 | 3 | 3 | 3 | 2460 | 0 | 3
176F3415 | CURRENT SCALING CARD 2.67 OHM |  | DD Spare parts | DD Spare parts |  | 0 | 1 | 0 | 0 | 0 | 1 | 0 | 1 | 2460 | 0 | 1
176F3418 | Gate Drive Card use 176F3516 |  | DD Spare parts | DD Spare parts |  | 0 | 0 | 0 | 0 | 1 | 1 | 1 | 1 | 2460 | 0 | 1
176F3445 | Cable Current Sensor to AFC AAF |  | DD Spare parts | DD Spare parts |  | 0 | 0 | 1 | 0 | 0 | 1 | 1 | 1 | 2460 | 0 | 1
176F3452 | Pedestal Kit, 200mm, D5h/D6h |  | Accessories for Electrical Drives | Accessories for Electrical Drives |  | 0 | 0 | 0 | 1 | 0 | 1 | 1 | 1 | 2460 | 0 | 1
176F3480 | Power Terminal Cover IP20 D4h enclosure |  | DD Spare parts | DD Spare parts |  | 0 | 0 | 0 | 0 | 1 | 1 | 1 | 1 | 2460 | 0 | 1
176F3491 | Wind Power Stack PIF PCA |  | DD Spare parts | DD Spare parts |  | 0 | 0 | 0 | 0 | 1 | 1 | 1 | 1 | 2460 | 0 | 1
176F3504 | POWER CARD RUGGED NO 132KW 380-500V |  | DD Spare parts | DD Spare parts |  | 0 | 0 | 0 | 2 | 1 | 3 | 3 | 3 | 2460 | 0 | 3
176F3505 | POWER CARD RUGGED NO 160KW 380-500V |  | DD Spare parts | DD Spare parts |  | 0 | 0 | 0 | 2 | 3 | 5 | 5 | 5 | 2460 | 0 | 5
176F3506 | Power Card Rugged NO 200kW 380-500V |  | DD Spare parts | DD Spare parts |  | 0 | 0 | 0 | 1 | 3 | 4 | 4 | 4 | 2460 | 0 | 4
176F3507 | Power Card Rugged NO 250kW 380-500V |  | DD Spare parts | DD Spare parts |  | 0 | 0 | 0 | 2 | 0 | 2 | 2 | 2 | 2460 | 1 | 1
176F3508 | Power Card Rugged NO 315kW 380-500V |  | DD Spare parts | DD Spare parts |  | 0 | 0 | 0 | 0 | 2 | 2 | 2 | 2 | 2460 | 0 | 2
176F3509 | Power Card Rugged NO 110kW 380-480V |  | DD Spare parts | DD Spare parts |  | 0 | 0 | 0 | 0 | 2 | 2 | 2 | 2 | 2460 | 0 | 2
176F3510 | Power Card Rugged NO 132kW 380-480V |  | DD Spare parts | DD Spare parts |  | 0 | 0 | 0 | 0 | 2 | 2 | 2 | 2 | 2460 | 0 | 2
176F3511 | Power Card Rugged NO 160kW 380-480V |  | DD Spare parts | DD Spare parts |  | 0 | 0 | 0 | 2 | 0 | 2 | 2 | 2 | 2460 | 0 | 2
176F3512 | Power Card Rugged NO 200kW 380-480V |  | DD Spare parts | DD Spare parts |  | 0 | 0 | 0 | 0 | 2 | 2 | 2 | 2 | 2460 | 0 | 2
176F3513 | Power Card Rugged NO 250kW 380-480V |  | DD Spare parts | DD Spare parts |  | 0 | 0 | 0 | 1 | 1 | 2 | 2 | 2 | 2460 | 0 | 2
176F3514 | Power Card Rugged NO 315kW 380-480V |  | DD Spare parts | DD Spare parts |  | 0 | 0 | 0 | 1 | 1 | 2 | 2 | 2 | 2460 | 0 | 2
176F3517 | Inrush Card Rugged NO 110-315kW 400V |  | DD Spare parts | DD Spare parts |  | 0 | 1 | 0 | 0 | 0 | 1 | 0 | 1 | 2460 | 0 | 1
176F3540 | Heatsink fan cover Dh Frames |  | DD Spare parts | DD Spare parts |  | 0 | 0 | 0 | 0 | 1 | 1 | 1 | 1 | 2460 | 0 | 1
176F3544 | DC Link Coil small Dh Frame 140uH |  | DD Spare parts | DD Spare parts |  | 0 | 0 | 0 | 0 | 5 | 5 | 5 | 5 | 2460 | 0 | 5
176F3545 | DC Link Coil small Dh Frame 122uH |  | DD Spare parts | DD Spare parts |  | 0 | 1 | 0 | 0 | 0 | 1 | 0 | 1 | 2460 | 0 | 1
176F3546 | Cable Inverter Module DC Link Jumper |  | DD Spare parts | DD Spare parts |  | 0 | 4 | 0 | 0 | 0 | 4 | 0 | 4 | 2460 | 0 | 4
176F3630 | Cooling Kit, in btm/out top, 2000mm, D4h |  | Accessories for Electrical Drives | Accessories for Electrical Drives |  | 0 | 0 | 0 | 0 | 4 | 4 | 4 | 4 | 2460 | 0 | 4
176F3632 | Pedestal Kit, 400mm, D2h |  | Accessories for Electrical Drives | Accessories for Electrical Drives |  | 0 | 0 | 0 | 0 | 1 | 1 | 1 | 1 | 2460 | 0 | 1
176F3724 | AF-6h, Current Scaling 315kW 460V, LD |  | DD Spare parts | DD Spare parts |  | 0 | 0 | 0 | 0 | 2 | 2 | 2 | 2 | 2460 | 0 | 2
176F3737 | 500A Current Sensor Conversion Kit |  | DD Spare parts | DD Spare parts |  | 0 | 0 | 5 | 0 | 0 | 5 | 5 | 5 | 2464 | 0 | 5
176F3746 | 500A Current Sensor Retrofit Kit E-frame |  | DD Spare parts | DD Spare parts |  | 0 | 0 | 0 | 3 | 15 | 18 | 18 | 18 | 2460 | 0 | 18
176F3747 | 500A Current Sensor Retrofit Kit F-frame |  | DD Spare parts | DD Spare parts |  | 1 | 1 | 0 | 0 | 0 | 1 | 0 | 2 | 2460 | 0 | 1
176F3752 | 300A Current Sensor Conv. Kit - D2 Frame |  | DD Spare parts | DD Spare parts |  | 1 | 3 | 0 | 0 | 0 | 3 | 0 | 4 | 2460 | 0 | 3
176F3759 | 500A CURRENT SENSOR RETROFIT KIT AAF/LHD |  | DD Spare parts | DD Spare parts |  | 0 | 1 | 2 | 0 | 0 | 3 | 2 | 3 | 2460 | 0 | 3
176F3766 | 500A CURRENT SENSOR RETROFIT KIT P407 |  | DD Spare parts | DD Spare parts |  | 1 | 0 | 1 | 1 | 0 | 2 | 2 | 3 | 2460 | 0 | 2
176F3799 | 300A CURRENT SENSOR RETROFIT KIT P407 |  | DD Spare parts | DD Spare parts |  | 0 | 3 | 0 | 0 | 0 | 3 | 0 | 3 | 2460 | 0 | 3
176F5721 | DC Link Coil large Dh Frame 98uH |  | DD Spare parts | DD Spare parts |  | 0 | 0 | 0 | 0 | 1 | 1 | 1 | 1 | 2460 | 0 | 1
176F5723 | DC Link Coil Large Dh Frame 78uH |  | DD Spare parts | DD Spare parts |  | 0 | 0 | 0 | 2 | 0 | 2 | 2 | 2 | 2460 | 0 | 2
176F5724 | DC Link Coil large Dh Frame 65uH |  | DD Spare parts | DD Spare parts |  | 0 | 1 | 0 | 0 | 0 | 1 | 0 | 1 | 2460 | 0 | 1
176F5748 | Top Plate Assembly D4h |  | DD Spare parts | DD Spare parts |  | 0 | 0 | 2 | 0 | 0 | 2 | 2 | 2 | 2460 | 0 | 2
176F6321 | Gate Drive Board Coated E/F Frame T7 |  | DD Spare parts | DD Spare parts |  | 0 | 0 | 0 | 2 | 3 | 5 | 5 | 5 | 2460 | 0 | 5
176F6322 | T7 Gate Drive Retrofit Kit - F Frame |  | DD Spare parts | DD Spare parts |  | 0 | 0 | 0 | 0 | 4 | 4 | 4 | 4 | 2460 | 0 | 4
176F6327 | Cable LCP to Control Card F10/F12 |  | DD Spare parts | DD Spare parts |  | 0 | 0 | 0 | 0 | 5 | 5 | 5 | 5 | 2460 | 0 | 5
176F6338 | Inductor LC AAF D14 Frame |  | DD Spare parts | DD Spare parts |  | 0 | 0 | 0 | 1 | 0 | 1 | 1 | 1 | 2460 | 0 | 1
176F6395 | Heatsink Fan DC 172x51 Low Speed |  | DD Spare parts | DD Spare parts |  | 0 | 0 | 0 | 0 | 2 | 2 | 2 | 2 | 2464 | 0 | 2
176F6395 | Heatsink Fan DC 172x51 Low Speed |  | DD Spare parts | DD Spare parts |  | 0 | 4 | 0 | 0 | 0 | 4 | 0 | 4 | 2460 | 0 | 4
176F6447 | Board Mount Current Sensors +/-1275A |  | DD Spare parts | DD Spare parts |  | 0 | 0 | 0 | 1 | 0 | 1 | 1 | 1 | 2460 | 0 | 1
176F6513 | Inductor LC AAF E1 Frame 400A |  | DD Spare parts | DD Spare parts |  | 0 | 0 | 1 | 0 | 0 | 1 | 1 | 1 | 2460 | 0 | 1
176F6515 | Current Sensor 300Amp |  | DD Spare parts | DD Spare parts |  | 0 | 0 | 1 | 0 | 0 | 1 | 1 | 1 | 2460 | 0 | 1
176F6516 | 300A Current Sensor Conv. Kit - D1 Frame |  | DD Spare parts | DD Spare parts |  | 2 | 1 | 1 | 0 | 0 | 2 | 1 | 4 | 2460 | 1 | 1
176F6626 | RFI CARD DIFF HIGH POWER |  | DD Spare parts | DD Spare parts |  | 0 | 0 | 3 | 0 | 0 | 3 | 3 | 3 | 2460 | 0 | 3
176F6628 | CURRENT SCALING CARD 2.45 OHM |  | DD Spare parts | DD Spare parts |  | 0 | 0 | 1 | 0 | 0 | 1 | 1 | 1 | 2460 | 0 | 1
176F6630 | CURRENT SCALING CARD 2.02 OHM |  | DD Spare parts | DD Spare parts |  | 0 | 0 | 1 | 0 | 0 | 1 | 1 | 1 | 2460 | 0 | 1
176F6631 | CURRENT SCALING CARD 1.83 OHM |  | DD Spare parts | DD Spare parts |  | 0 | 0 | 1 | 0 | 0 | 1 | 1 | 1 | 2460 | 0 | 1
176F6633 | current transducer 1000 A P4001 |  | DD Spare parts | DD Spare parts |  | 0 | 0 | 6 | 0 | 0 | 6 | 6 | 6 | 2460 | 0 | 6
176F6634 | CAPACITOR T5 |  | DD Spare parts | DD Spare parts |  | 0 | 0 | 16 | 0 | 0 | 16 | 16 | 16 | 2460 | 0 | 16
176F6636 | FAN, TOP/DOOR P4001 E1-E4 |  | DD Spare parts | DD Spare parts |  | 0 | 2 | 0 | 0 | 0 | 2 | 0 | 2 | 2460 | 0 | 2
176F6637 | FAN, HEATSINK, UL 12 P4001 |  | DD Spare parts | DD Spare parts |  | 0 | 0 | 3 | 0 | 0 | 3 | 3 | 3 | 2460 | 0 | 3
176F6638 | FAN POWER CARD HIGH POWER |  | DD Spare parts | DD Spare parts |  | 0 | 0 | 2 | 0 | 0 | 2 | 2 | 2 | 2460 | 0 | 2
176F6639 | FUSE, T5 P4001 |  | DD Spare parts | DD Spare parts |  | 0 | 1 | 0 | 0 | 0 | 1 | 0 | 1 | 2460 | 0 | 1
176F6641 | IGBT MODULE 600 A T4/T5 |  | DD Spare parts | DD Spare parts |  | 0 | 0 | 3 | 0 | 0 | 3 | 3 | 3 | 2460 | 0 | 3
176F6642 | IGBT MODULE 900 A T4/T5 |  | DD Spare parts | DD Spare parts |  | 0 | 0 | 3 | 0 | 0 | 3 | 3 | 3 | 2460 | 0 | 3
176F6645 | IGBT MODULE 450 A E1,E3 BRAKE |  | DD Spare parts | DD Spare parts |  | 0 | 0 | 2 | 0 | 0 | 2 | 2 | 2 | 2460 | 0 | 2
176F6646 | IGBT MODULE 450 E2, E4 BRAKE |  | DD Spare parts | DD Spare parts |  | 0 | 0 | 2 | 0 | 0 | 2 | 2 | 2 | 2460 | 0 | 2
176F6668 | cover, E3 front, top panel |  | DD Spare parts | DD Spare parts |  | 0 | 0 | 1 | 0 | 0 | 1 | 1 | 1 | 2460 | 0 | 1
176F6749 | ASSY,KIT,MUFFLER BOX,D2 |  | DD Spare parts | DD Spare parts |  | 0 | 0 | 1 | 2 | 0 | 3 | 3 | 3 | 2460 | 0 | 3
176F8305 | Gate drive PCA coated D frame |  | DD Spare parts | DD Spare parts |  | 0 | 1 | 0 | 0 | 0 | 1 | 0 | 1 | 2460 | 0 | 1
176F8307 | High frequency PCA D/E/F frame T4/T5 |  | DD Spare parts | DD Spare parts |  | 0 | 0 | 0 | 0 | 1 | 1 | 1 | 1 | 2464 | 0 | 1
176F8309 | Current Scaling Card 3.79 OHM coated |  | DD Spare parts | DD Spare parts |  | 0 | 2 | 0 | 0 | 0 | 2 | 0 | 2 | 2460 | 0 | 2
176F8310 | Current Scaling Card 3.10 OHM coated |  | DD Spare parts | DD Spare parts |  | 0 | 0 | 0 | 0 | 3 | 3 | 3 | 3 | 2460 | 0 | 3
176F8316 | IGBT single kit 400AMP 1700V brake |  | DD Spare parts | DD Spare parts |  | 0 | 1 | 0 | 1 | 0 | 2 | 1 | 2 | 2460 | 0 | 2
176F8317 | USE 176F8318 Rectifier SCR 181A 1600V |  | DD Spare parts | DD Spare parts |  | 0 | 0 | 0 | 0 | 3 | 3 | 3 | 3 | 2464 | 0 | 3
176F8317 | USE 176F8318 Rectifier SCR 181A 1600V |  | DD Spare parts | DD Spare parts |  | 0 | 3 | 0 | 0 | 0 | 3 | 0 | 3 | 2460 | 0 | 3
176F8319 | Rectifier SCR 250A 1600V |  | DD Spare parts | DD Spare parts |  | 0 | 0 | 1 | 0 | 0 | 1 | 1 | 1 | 2460 | 0 | 1
176F8321 | Heatsink thermistor assembly for frame F |  | DD Spare parts | DD Spare parts |  | 0 | 1 | 0 | 0 | 0 | 1 | 0 | 1 | 2460 | 0 | 1
176F8322 | Softcharge resistor assy. 27OHM 110W |  | DD Spare parts | DD Spare parts |  | 0 | 0 | 0 | 1 | 1 | 2 | 2 | 2 | 2460 | 0 | 2
176F8323 | IGBT snubber CAP 1000V 1.5UF |  | DD Spare parts | DD Spare parts |  | 0 | 0 | 0 | 0 | 6 | 6 | 6 | 6 | 2464 | 0 | 6
176F8329 | Heatsink fan assy. for frame D |  | DD Spare parts | DD Spare parts |  | 0 | 1 | 0 | 0 | 0 | 1 | 0 | 1 | 2460 | 0 | 1
176F8330 | Door fan kit for frame D/E |  | DD Spare parts | DD Spare parts |  | 0 | 0 | 1 | 3 | 0 | 4 | 4 | 4 | 2460 | 0 | 4
176F8332 | Fan filter for frame D 10 per PKG. |  | DD Spare parts | DD Spare parts |  | 0 | 0 | 0 | 0 | 1 | 1 | 1 | 1 | 2460 | 0 | 1
176F8333 | Door/top fan for frame D |  | DD Spare parts | DD Spare parts |  | 0 | 2 | 0 | 0 | 0 | 2 | 0 | 2 | 2460 | 0 | 2
176F8334 | Fuse ultra fast 350AMP 700V |  | DD Spare parts | DD Spare parts |  | 0 | 0 | 0 | 5 | 0 | 5 | 5 | 5 | 2460 | 0 | 5
176F8337 | Inductor bus 90kW T5 |  | DD Spare parts | DD Spare parts |  | 0 | 0 | 0 | 0 | 2 | 2 | 2 | 2 | 2460 | 0 | 2
176F8340 | Inductor bus 160kW T5 / 315kW T7 |  | DD Spare parts | DD Spare parts |  | 0 | 0 | 0 | 0 | 1 | 1 | 1 | 1 | 2460 | 0 | 1
176F8342 | Current sensor 300AMP |  | DD Spare parts | DD Spare parts |  | 2 | 6 | 0 | 0 | 0 | 6 | 0 | 8 | 2460 | 2 | 4
176F8343 | Current sensor 500AMP |  | DD Spare parts | DD Spare parts |  | 0 | 0 | 0 | 4 | 0 | 4 | 4 | 4 | 2460 | 0 | 4
176F8344 | Fan transformer assy. D frame |  | DD Spare parts | DD Spare parts |  | 0 | 0 | 0 | 2 | 0 | 2 | 2 | 2 | 2460 | 0 | 2
176F8347 | Mains disconnect 400A 600V D2 frame |  | DD Spare parts | DD Spare parts |  | 0 | 0 | 1 | 0 | 0 | 1 | 1 | 1 | 2460 | 0 | 1
176F8348 | Disconnect handle rod D2 frame |  | DD Spare parts | DD Spare parts |  | 0 | 0 | 1 | 0 | 0 | 1 | 1 | 1 | 2460 | 0 | 1
176F8357 | Cable power card to SCR D2 frame |  | DD Spare parts | DD Spare parts |  | 0 | 2 | 0 | 0 | 0 | 2 | 0 | 2 | 2460 | 0 | 2
176F8363 | Cable power card to gate drive card D1 |  | DD Spare parts | DD Spare parts |  | 0 | 0 | 0 | 2 | 0 | 2 | 2 | 2 | 2460 | 0 | 2
176F8364 | Cable gate drive card to IGBT mod. D1 |  | DD Spare parts | DD Spare parts |  | 0 | 1 | 0 | 0 | 0 | 1 | 0 | 1 | 2460 | 0 | 1
176F8371 | Insulation block mains/motor terminal |  | DD Spare parts | DD Spare parts |  | 0 | 0 | 1 | 0 | 0 | 1 | 1 | 1 | 2460 | 0 | 1
176F8372 | Insulation block brake/loadshr. terminal |  | DD Spare parts | DD Spare parts |  | 0 | 0 | 0 | 0 | 1 | 1 | 1 | 1 | 2460 | 0 | 1
176F8374 | Busbar mains/motor terminal D1 frame |  | DD Spare parts | DD Spare parts |  | 0 | 0 | 0 | 0 | 1 | 1 | 1 | 1 | 2460 | 0 | 1
176F8376 | Busbar assy. capbank to IGBT D1 frame |  | DD Spare parts | DD Spare parts |  | 0 | 0 | 0 | 1 | 1 | 2 | 2 | 2 | 2460 | 0 | 2
176F8378 | Busbar upper IGBT input assy. D2 frame |  | DD Spare parts | DD Spare parts |  | 0 | 0 | 0 | 0 | 2 | 2 | 2 | 2 | 2460 | 0 | 2
176F8399 | Busbar left loadshare/brake terminal |  | DD Spare parts | DD Spare parts |  | 0 | 0 | 0 | 0 | 1 | 1 | 1 | 1 | 2460 | 0 | 1
176F8404 | Busbar right loadshare/brake terminal |  | DD Spare parts | DD Spare parts |  | 0 | 0 | 0 | 1 | 1 | 2 | 2 | 2 | 2460 | 0 | 2
176F8410 | Busbar mounting standoffs D/E/F frame |  | DD Spare parts | DD Spare parts |  | 0 | 0 | 0 | 0 | 1 | 1 | 1 | 1 | 2460 | 0 | 1
176F8434 | Rectifier SCR 464AMP 2200V |  | DD Spare parts | DD Spare parts |  | 0 | 0 | 0 | 0 | 1 | 1 | 1 | 1 | 2460 | 0 | 1
176F8451 | IGBT sixpack 300AMP 1200V |  | DD Spare parts | DD Spare parts |  | 0 | 0 | 1 | 0 | 0 | 1 | 1 | 1 | 2460 | 0 | 1
176F8452 | IGBT sixpack 450AMP 1200V |  | DD Spare parts | DD Spare parts |  | 0 | 0 | 0 | 0 | 1 | 1 | 1 | 1 | 2460 | 0 | 1
176F8454 | IGBT sixpack 450AMP 1200V |  | DD Spare parts | DD Spare parts |  | 0 | 0 | 1 | 0 | 0 | 1 | 1 | 1 | 2460 | 0 | 1
176F8467 | Softcharge resistor assy. 68 OHM 155W |  | DD Spare parts | DD Spare parts |  | 0 | 0 | 0 | 0 | 2 | 2 | 2 | 2 | 2460 | 0 | 2
176F8471 | Transformer fan T7 |  | DD Spare parts | DD Spare parts |  | 0 | 0 | 0 | 0 | 7 | 7 | 7 | 7 | 2460 | 0 | 7
176F8523 | HF Card VLT5122-5352 690V |  | DD Spare parts | DD Spare parts |  | 0 | 2 | 0 | 1 | 0 | 3 | 1 | 3 | 2460 | 0 | 3
176F8526 | Balance card VLT5122-5352 690V |  | DD Spare parts | DD Spare parts |  | 0 | 0 | 0 | 2 | 13 | 15 | 15 | 15 | 2460 | 0 | 15
176F8529 | Rectifier SCR 160AMP 2200V |  | DD Spare parts | DD Spare parts |  | 0 | 3 | 0 | 0 | 0 | 3 | 0 | 3 | 2460 | 0 | 3
176F8530 | Rectifier SCR 280AMP 2200V |  | DD Spare parts | DD Spare parts |  | 0 | 3 | 0 | 0 | 0 | 3 | 0 | 3 | 2460 | 0 | 3
176F8534 | Capacitor IGBT snubber 1250V 1UF |  | DD Spare parts | DD Spare parts |  | 0 | 1 | 0 | 0 | 0 | 1 | 0 | 1 | 2460 | 0 | 1
176F8541 | Cable current sens. to pwr card D1 |  | DD Spare parts | DD Spare parts |  | 0 | 0 | 0 | 0 | 2 | 2 | 2 | 2 | 2460 | 0 | 2
176F8542 | Cable pwr card to fan transformer D1 |  | DD Spare parts | DD Spare parts |  | 0 | 0 | 0 | 0 | 9 | 9 | 9 | 9 | 2460 | 0 | 9
176F8544 | Cable power card to SCR D1 frame |  | DD Spare parts | DD Spare parts |  | 0 | 2 | 0 | 0 | 0 | 2 | 0 | 2 | 2460 | 0 | 2
176F8554 | Current scaling card 4.21 OHM |  | DD Spare parts | DD Spare parts |  | 0 | 0 | 0 | 0 | 1 | 1 | 1 | 1 | 2464 | 0 | 1
176F8560 | Softcharge res. assy.27 ohm 155w E frame |  | DD Spare parts | DD Spare parts |  | 0 | 2 | 0 | 0 | 0 | 2 | 0 | 2 | 2460 | 0 | 2
176F8564 | DC link coil 62 uh |  | DD Spare parts | DD Spare parts |  | 0 | 0 | 0 | 0 | 1 | 1 | 1 | 1 | 2460 | 0 | 1
176F8566 | Fan transformer assy. VLT5352 500V |  | DD Spare parts | DD Spare parts |  | 0 | 0 | 0 | 0 | 1 | 1 | 1 | 1 | 2460 | 0 | 1
176F8567 | Fan transformer assy. 1500VA |  | DD Spare parts | DD Spare parts |  | 0 | 0 | 0 | 1 | 0 | 1 | 1 | 1 | 2460 | 0 | 1
176F8570 | Cable softcharge to power card E frame |  | DD Spare parts | DD Spare parts |  | 0 | 1 | 0 | 0 | 0 | 1 | 0 | 1 | 2460 | 0 | 1
176F8573 | Cable AC fan IP00 E frame |  | DD Spare parts | DD Spare parts |  | 0 | 1 | 0 | 0 | 0 | 1 | 0 | 1 | 2460 | 0 | 1
176F8574 | Cable AC fan IP21/IP54 E frame |  | DD Spare parts | DD Spare parts |  | 0 | 0 | 0 | 0 | 1 | 1 | 1 | 1 | 2460 | 0 | 1
176F8576 | CABLE DC BUS TO POWERCARD E FRAME |  | DD Spare parts | DD Spare parts |  | 0 | 0 | 0 | 1 | 0 | 1 | 1 | 1 | 2460 | 0 | 1
176F8578 | Fan assy. heatsink small E frame |  | DD Spare parts | DD Spare parts |  | 0 | 0 | 1 | 0 | 0 | 1 | 1 | 1 | 2460 | 0 | 1
176F8584 | Cable input to softcharge E frame |  | DD Spare parts | DD Spare parts |  | 0 | 0 | 0 | 1 | 1 | 2 | 2 | 2 | 2460 | 0 | 2
176F8586 | Cable LCP to control card E frame |  | DD Spare parts | DD Spare parts |  | 0 | 0 | 0 | 0 | 10 | 10 | 10 | 10 | 2460 | 0 | 10
176F8600 | Busbar lower IGBT input assy. E1 frame |  | DD Spare parts | DD Spare parts |  | 0 | 0 | 0 | 2 | 0 | 2 | 2 | 2 | 2460 | 0 | 2
176F8603 | Busbar over fan box E1 frame |  | DD Spare parts | DD Spare parts |  | 0 | 0 | 0 | 0 | 1 | 1 | 1 | 1 | 2460 | 0 | 1
176F8604 | Busbar current sensor E frame |  | DD Spare parts | DD Spare parts |  | 0 | 0 | 0 | 0 | 3 | 3 | 3 | 3 | 2460 | 0 | 3
176F8609 | Fuse internal fan transformer 15 AMP |  | DD Spare parts | DD Spare parts |  | 0 | 0 | 0 | 0 | 1 | 1 | 1 | 1 | 2464 | 0 | 1
176F8627 | Current scaling card 2.32OHM |  | DD Spare parts | DD Spare parts |  | 0 | 1 | 0 | 0 | 0 | 1 | 0 | 1 | 2460 | 0 | 1
176F8630 | IGBT single 300AMP 1200V for E/F frame |  | DD Spare parts | DD Spare parts |  | 0 | 0 | 1 | 0 | 0 | 1 | 1 | 1 | 2464 | 0 | 1
176F8632 | IGBT single 300AMP 1700V for D frame |  | DD Spare parts | DD Spare parts |  | 0 | 2 | 0 | 0 | 0 | 2 | 0 | 2 | 2460 | 0 | 2
176F8634 | IGBT single 300AMP 1700V for E frame |  | DD Spare parts | DD Spare parts |  | 0 | 0 | 0 | 3 | 0 | 3 | 3 | 3 | 2460 | 0 | 3
176F8635 | IGBT single 450AMP 1700V for E frame |  | DD Spare parts | DD Spare parts |  | 0 | 1 | 0 | 0 | 0 | 1 | 0 | 1 | 2460 | 0 | 1
176F8638 | cap bank 8 cap 690V E frame |  | DD Spare parts | DD Spare parts |  | 0 | 0 | 0 | 0 | 1 | 1 | 1 | 1 | 2460 | 0 | 1
176F8641 | Ribbon cable ctrl card to power card |  | DD Spare parts | DD Spare parts |  | 0 | 0 | 0 | 0 | 2 | 2 | 2 | 2 | 2464 | 0 | 2
176F8645 | Power Card 160kW 500V |  | DD Spare parts | DD Spare parts |  | 0 | 0 | 0 | 0 | 1 | 1 | 1 | 1 | 2464 | 0 | 1
176F8653 | Power Card 132kW 480V |  | DD Spare parts | DD Spare parts |  | 0 | 0 | 0 | 0 | 1 | 1 | 1 | 1 | 2464 | 0 | 1
176F8653 | Power Card 132kW 480V |  | DD Spare parts | DD Spare parts |  | 0 | 0 | 0 | 1 | 0 | 1 | 1 | 1 | 2460 | 0 | 1
176F8655 | Power Card 200kW 480V |  | DD Spare parts | DD Spare parts |  | 0 | 0 | 0 | 0 | 1 | 1 | 1 | 1 | 2464 | 0 | 1
176F8656 | Power Card 250kW 480V |  | DD Spare parts | DD Spare parts |  | 0 | 1 | 0 | 0 | 0 | 1 | 0 | 1 | 2460 | 0 | 1
176F8657 | Power Card 315kW 480V |  | DD Spare parts | DD Spare parts |  | 0 | 0 | 0 | 0 | 1 | 1 | 1 | 1 | 2464 | 0 | 1
176F8659 | Power Card 400kW 480V |  | DD Spare parts | DD Spare parts |  | 0 | 2 | 0 | 0 | 0 | 2 | 0 | 2 | 2460 | 0 | 2
176F8671 | Interface/Powercard VLT5122 T5 coated |  | DD Spare parts | DD Spare parts |  | 0 | 0 | 1 | 0 | 0 | 1 | 1 | 1 | 2460 | 0 | 1
176F8672 | Interface/Powercard VLT5152 T5 coated |  | DD Spare parts | DD Spare parts |  | 0 | 0 | 2 | 0 | 0 | 2 | 2 | 2 | 2460 | 0 | 2
176F8673 | Interface/Powercard VLT5202 T5 coated |  | DD Spare parts | DD Spare parts |  | 0 | 1 | 0 | 0 | 0 | 1 | 0 | 1 | 2460 | 0 | 1
176F8675 | Interface/Powercard VLT5302 T5 coated |  | DD Spare parts | DD Spare parts |  | 0 | 0 | 1 | 0 | 0 | 1 | 1 | 1 | 2460 | 0 | 1
176F8687 | Power Card 500kW 690V |  | DD Spare parts | DD Spare parts |  | 0 | 0 | 0 | 0 | 1 | 1 | 1 | 1 | 2460 | 0 | 1
176F8720 | Rectifier module 630kW 500V |  | DD Spare parts | DD Spare parts |  | 0 | 0 | 2 | 0 | 0 | 2 | 2 | 2 | 2460 | 0 | 2
176F8735 | Power Card 1M4kW 690V |  | DD Spare parts | DD Spare parts |  | 0 | 0 | 0 | 0 | 3 | 3 | 3 | 3 | 2460 | 0 | 3
176F8749 | Inverter module 500kW 500V |  | DD Spare parts | DD Spare parts |  | 0 | 0 | 1 | 0 | 4 | 5 | 5 | 5 | 2460 | 0 | 5
176F8767 | Fuse fast acting 1100AMP 1000V |  | DD Spare parts | DD Spare parts |  | 0 | 0 | 0 | 2 | 0 | 2 | 2 | 2 | 2460 | 0 | 2
176F8769 | Fuse fast acting 2000AMP 690V |  | DD Spare parts | DD Spare parts |  | 0 | 3 | 0 | 0 | 0 | 3 | 0 | 3 | 2460 | 0 | 3
176F8775 | Power Card 560kW 480V |  | DD Spare parts | DD Spare parts |  | 0 | 0 | 0 | 0 | 1 | 1 | 1 | 1 | 2460 | 0 | 1
176F8776 | Power Card 630kW 480V |  | DD Spare parts | DD Spare parts |  | 0 | 0 | 0 | 0 | 8 | 8 | 8 | 8 | 2460 | 0 | 8
176F8780 | Power Card 500kW 500V |  | DD Spare parts | DD Spare parts |  | 0 | 1 | 0 | 0 | 0 | 1 | 0 | 1 | 2464 | 0 | 1
176F8783 | Power Card 710kW 500V |  | DD Spare parts | DD Spare parts |  | 0 | 1 | 0 | 0 | 0 | 1 | 0 | 1 | 2460 | 0 | 1
176F8794 | Power Card 900kW 690V |  | DD Spare parts | DD Spare parts |  | 0 | 1 | 0 | 0 | 0 | 1 | 0 | 1 | 2460 | 0 | 1
176F8797 | Fuse fast acting 6 AMP |  | DD Spare parts | DD Spare parts |  | 0 | 5 | 0 | 0 | 0 | 5 | 0 | 5 | 2460 | 0 | 5
176F8815 | Control card AFE302 (130C0101) |  | DD Spare parts | DD Spare parts |  | 0 | 0 | 0 | 0 | 1 | 1 | 1 | 1 | 2460 | 0 | 1
176F8879 | Busbar inv. cab. inductor plus jumper |  | DD Spare parts | DD Spare parts |  | 0 | 0 | 0 | 0 | 2 | 2 | 2 | 2 | 2460 | 0 | 2
176F8944 | Fuse Links |  | DD Spare parts | DD Spare parts |  | 0 | 0 | 0 | 0 | 5 | 5 | 5 | 5 | 2460 | 0 | 5
176F8994 | Busbar IGBT output F frame small |  | DD Spare parts | DD Spare parts |  | 0 | 0 | 0 | 0 | 1 | 1 | 1 | 1 | 2460 | 0 | 1
176F9000 | Cap bank lower 8 cap T7 F frame |  | DD Spare parts | DD Spare parts |  | 0 | 0 | 17 | 0 | 0 | 17 | 17 | 17 | 2460 | 0 | 17
176F9003 | Cap bank upper 8 cap T7 F frame |  | DD Spare parts | DD Spare parts |  | 0 | 0 | 18 | 0 | 0 | 18 | 18 | 18 | 2460 | 0 | 18
176F9005 | Cable current sensor F frame small |  | DD Spare parts | DD Spare parts |  | 0 | 0 | 0 | 2 | 1 | 3 | 3 | 3 | 2460 | 0 | 3
176F9009 | Cable inv. mod. 8 pin plug to power PCA |  | DD Spare parts | DD Spare parts |  | 0 | 1 | 0 | 0 | 0 | 1 | 0 | 1 | 2460 | 0 | 1
176F9013 | Busbar assy. IGBT to cap. F frame |  | DD Spare parts | DD Spare parts |  | 0 | 1 | 0 | 2 | 0 | 3 | 2 | 3 | 2460 | 0 | 3
176F9016 | Busbar W phase CT output F frame |  | DD Spare parts | DD Spare parts |  | 0 | 0 | 0 | 0 | 6 | 6 | 6 | 6 | 2460 | 0 | 6
176F9019 | 2F card for D/E/F frame 690V |  | DD Spare parts | DD Spare parts |  | 0 | 2 | 0 | 1 | 0 | 3 | 1 | 3 | 2460 | 0 | 3
176F9031 | Cable rec. mod. 14 pin plug to power PCA |  | DD Spare parts | DD Spare parts |  | 0 | 1 | 0 | 0 | 0 | 1 | 0 | 1 | 2460 | 0 | 1
176F9043 | Softcharge resistor 68 OHM 155W |  | DD Spare parts | DD Spare parts |  | 0 | 1 | 0 | 0 | 0 | 1 | 0 | 1 | 2460 | 0 | 1
176F9050 | Rectifier Diode 1180AMP 2200V |  | DD Spare parts | DD Spare parts |  | 0 | 0 | 0 | 0 | 3 | 3 | 3 | 3 | 2464 | 1 | 2
176F9052 | Rectifier SCR 1500AMP 2200V |  | DD Spare parts | DD Spare parts |  | 0 | 4 | 0 | 4 | 0 | 8 | 4 | 8 | 2460 | 0 | 8
176F9072 | Softchrge fuses for Liebherr 20AMP 600V |  | DD Spare parts | DD Spare parts |  | 0 | 0 | 0 | 0 | 2 | 2 | 2 | 2 | 2460 | 0 | 2
176F9095 | Liebherr MDCIC board no mtg hardware |  | DD Spare parts | DD Spare parts |  | 0 | 0 | 0 | 0 | 1 | 1 | 1 | 1 | 2460 | 0 | 1
176F9167 | ACTIVE FILTER CARD 690V COATED LHD/AAF |  | DD Spare parts | DD Spare parts |  | 0 | 0 | 0 | 1 | 0 | 1 | 1 | 1 | 2460 | 0 | 1
176F9178 | Current sensor 200A LHD/AAF |  | DD Spare parts | DD Spare parts |  | 0 | 0 | 0 | 0 | 15 | 15 | 15 | 15 | 2460 | 0 | 15
177G4343 | fan, door, n1, n12, d1, 120x25, p454 |  | Frequency converter motors | Frequency converter motors |  | 0 | 0 | 0 | 0 | 3 | 3 | 3 | 3 | 2460 | 0 | 3
177G5083 | assy,rfi,d1,t5,P454 |  | Frequency converter motors | Frequency converter motors |  | 0 | 0 | 0 | 1 | 0 | 1 | 1 | 1 | 2460 | 0 | 1
178B2092 | FCD307PT4P66EBR1D0F10T00C0 |  | Frequency converter motors | Frequency converter motors |  | 0 | 0 | 0 | 1 | 0 | 1 | 1 | 1 | 2460 | 0 | 1
178B8581 | VLT2822PT4B20SBR0DBF00A00C1 |  | Static frequency converters | Static frequency converters |  | 0 | 3 | 5 | 0 | 0 | 8 | 5 | 8 | 2460 | 0 | 8
178B8582 | VLT2830PT4B20SBR0DBF00A00C1 |  | Static frequency converters | Static frequency converters |  | 0 | 0 | 0 | 1 | 0 | 1 | 1 | 1 | 2460 | 0 | 1
178B8585 | VLT2875PT4B20SBR0DBF00A00C1 |  | Static frequency converters | Static frequency converters |  | 0 | 0 | 0 | 6 | 0 | 6 | 6 | 6 | 2460 | 0 | 6
178B8589 | VLT2803PD2B20SBR0DBF00A00C1 |  | Static frequency converters | Static frequency converters |  | 0 | 0 | 0 | 0 | 4 | 4 | 4 | 4 | 2460 | 0 | 4
178F1906 | VLT2855PT4B20SBR1DBF00A00C1 |  | Static frequency converters | Static frequency converters |  | 0 | 0 | 0 | 10 | 0 | 10 | 10 | 10 | 2460 | 0 | 10
178G1652 | TERMINAL BOX COVER INCLUDING SEAL |  | OGD | OGD |  | 0 | 0 | 0 | 1 | 0 | 1 | 1 | 1 | 2460 | 0 | 1
178G1707 | Brake 10 180V DC |  | DD Spare parts | DD Spare parts |  | 0 | 0 | 0 | 2 | 0 | 2 | 2 | 2 | 2460 | 0 | 2
178G1708 | Brake rectifier 400VAC (180V DC) |  | DD Spare parts | DD Spare parts |  | 0 | 0 | 0 | 2 | 0 | 2 | 2 | 2 | 2460 | 0 | 2
178G1717 | BRAKE ROTOR FDB 10 WITH FRICTION SHEET |  | DD Spare parts | DD Spare parts |  | 0 | 0 | 0 | 1 | 0 | 1 | 1 | 1 | 2460 | 0 | 1
178G9935 | OIL CHECK SERVICE KIT - ASSY |  | DD Spare parts | DD Spare parts |  | 0 | 0 | 1 | 1 | 0 | 2 | 2 | 2 | 2460 | 1 | 1
181B0035 | IGBT skiip 32NAB12 T49 | 60CP01308 | Vacon spares and service products | Vacon spares and service products |  | 0 | 0 | 0 | 0 | 1 | 1 | 1 | 1 | 2460 | 0 | 1
181B0038 | Chopper rectifier skiip 82AHB15 | 60CP01367 | Vacon spares and service products | Vacon spares and service products |  | 0 | 0 | 1 | 1 | 11 | 13 | 13 | 13 | 2460 | 0 | 13
181B0039 | Chopper rectifier skiip 83AHB15 | 60CP01368 | Vacon spares and service products | Vacon spares and service products |  | 0 | 0 | 0 | 0 | 8 | 8 | 8 | 8 | 2460 | 0 | 8
181B0080 | Rectifier board 500V | SPR-CMB21504 | Vacon spares and service products | Vacon spares and service products |  | 0 | 1 | 0 | 0 | 0 | 1 | 0 | 1 | 2460 | 0 | 1
181B0088 | DC link capacitor 330uF 420V | 60PP01000 | Vacon spares and service products | Vacon spares and service products |  | 0 | 0 | 0 | 2 | 2 | 4 | 4 | 4 | 2460 | 0 | 4
181B0090 | DC link capacitor 2000uF 420V | 60PP01004 | Vacon spares and service products | Vacon spares and service products |  | 0 | 0 | 2 | 0 | 0 | 2 | 2 | 2 | 2460 | 0 | 2
181B0091 | AC choke 140A | 60PP01011 | Vacon spares and service products | Vacon spares and service products |  | 0 | 0 | 0 | 0 | 3 | 3 | 3 | 3 | 2460 | 0 | 3
181B0092 | IGBT skiip 82AC12I | 60PP01022 | Vacon spares and service products | Vacon spares and service products |  | 0 | 0 | 1 | 0 | 0 | 1 | 1 | 1 | 2460 | 0 | 1
181B0093 | IGBT skiip 83AC12I | 60PP01023 | Vacon spares and service products | Vacon spares and service products |  | 0 | 0 | 0 | 0 | 6 | 6 | 6 | 6 | 2460 | 0 | 6
181B0100 | Internal fan 40 mm IP54 | 60PP01086 | Vacon spares and service products | Vacon spares and service products |  | 0 | 0 | 0 | 0 | 2 | 2 | 2 | 2 | 2460 | 0 | 2
181B0114 | Cable power mod.-control module | 60PP06000 | Vacon spares and service products | Vacon spares and service products |  | 0 | 0 | 0 | 0 | 2 | 2 | 2 | 2 | 2460 | 0 | 2
181B0117 | Control cable power board | 60PP08000 | Vacon spares and service products | Vacon spares and service products |  | 0 | 0 | 0 | 0 | 1 | 1 | 1 | 1 | 2460 | 0 | 1
181B0131 | Fuse ATQ8 fan inverter DC | 60PP20202 | Vacon spares and service products | Vacon spares and service products |  | 0 | 0 | 0 | 0 | 8 | 8 | 8 | 8 | 2460 | 0 | 8
181B0151 | Fan capacitor kit - Obsolete | 60S00528 | Vacon spares and service products | Vacon spares and service products |  | 0 | 0 | 0 | 24 | 0 | 24 | 24 | 24 | 2460 | 0 | 24
181B0160 | Electrolytic capacitor 1800uF 550V | 60S00938 | Vacon spares and service products | Vacon spares and service products |  | 0 | 0 | 0 | 4 | 0 | 4 | 4 | 4 | 2460 | 0 | 4
181B0165 | DC fan supply assembly | 60S01016 | Vacon spares and service products | Vacon spares and service products |  | 0 | 0 | 0 | 1 | 0 | 1 | 1 | 1 | 2460 | 0 | 1
181B0177 | Power module 1180A 690V w/o brake | 60SA-FI13-1180-6-ANV | Vacon spares and service products | Vacon spares and service products |  | 0 | 1 | 0 | 0 | 0 | 1 | 0 | 1 | 2460 | 0 | 1
181B0186 | Power board 23A 500V MF5 with brake | 60SA-VB00357-0023-5-ABV | Vacon spares and service products | Vacon spares and service products |  | 0 | 0 | 0 | 1 | 0 | 1 | 1 | 1 | 2460 | 0 | 1
181B0201 | Power board 38A 500V MF6 with brake | 60SA-VB00558-0038-5-ABV | Vacon spares and service products | Vacon spares and service products |  | 0 | 0 | 0 | 3 | 0 | 3 | 3 | 3 | 2460 | 0 | 3
181B0216 | 60VB00227 Rectifier board | 60VB00227 | Vacon spares and service products | Vacon spares and service products |  | 0 | 0 | 0 | 3 | 0 | 3 | 3 | 3 | 2460 | 0 | 3
181B0220 | Rectifier board 690V | 60VB00427 | Vacon spares and service products | Vacon spares and service products |  | 0 | 0 | 0 | 1 | 0 | 1 | 1 | 1 | 2460 | 0 | 1
181B0244 | USB/RS485 cable | CAB-USB/RS485 | Vacon Option and Accessory | Vacon Option and Accessory |  | 0 | 1 | 0 | 0 | 0 | 1 | 0 | 1 | 2460 | 0 | 1
181B0248 | SX-DRA-02L | DRA-02L | Vacon Option and Accessory | Vacon Option and Accessory |  | 0 | 0 | 0 | 0 | 3 | 3 | 3 | 3 | 2460 | 0 | 3
181B0261 | DU/DT FILTER | DUT-0420-6-0-P | 3rd party products | 3rd party products |  | 0 | 0 | 4 | 0 | 0 | 4 | 4 | 4 | 2460 | 0 | 4
181B0276 | IGBT Skim 270GD 176D | SPR-ELE14691 | Vacon spares and service products | Vacon spares and service products |  | 0 | 0 | 0 | 3 | 0 | 3 | 3 | 3 | 2460 | 0 | 3
181B0277 | Capacitor 7uF 800VAC |  | Vacon spares and service products | Vacon spares and service products |  | 0 | 0 | 0 | 1 | 0 | 1 | 1 | 1 | 2460 | 0 | 1
181B0282 | Input output connector DC OL25-95 | SPR-MEC14639 | Vacon spares and service products | Vacon spares and service products |  | 0 | 0 | 0 | 0 | 1 | 1 | 1 | 1 | 2460 | 0 | 1
181B0284 | Insulator 1 | SPR-MEC14748 | Vacon spares and service products | Vacon spares and service products |  | 0 | 0 | 0 | 0 | 1 | 1 | 1 | 1 | 2460 | 0 | 1
181B0285 | Insulator 2 | SPR-MEC14749 | Vacon spares and service products | Vacon spares and service products |  | 0 | 0 | 0 | 0 | 3 | 3 | 3 | 3 | 2460 | 0 | 3
181B0293 | Double encoder (Wide Range), 6D1, 2xDO | OPT-A7 | Vacon Option and Accessory | Vacon Option and Accessory |  | 0 | 0 | 1 | 0 | 0 | 1 | 1 | 1 | 2460 | 0 | 1
181B0295 | 6DI,1DO,2AI+1AO(mA/V isol),+10Vr,+24V | OPT-A8 | Vacon Option and Accessory | Vacon Option and Accessory |  | 0 | 0 | 0 | 0 | 4 | 4 | 4 | 4 | 2460 | 0 | 4
181B0296 | 6DI,1DO,2AI and 1AO (mA/V),+10Vr,+24V | OPT-A9 | Vacon Option and Accessory | Vacon Option and Accessory |  | 0 | 0 | 0 | 0 | 1 | 1 | 1 | 1 | 2460 | 0 | 1
181B0297 | NXL I/O board, 3DI, 1RO(NO),thermistor | OPT-AI | Vacon Option and Accessory | Vacon Option and Accessory |  | 0 | 0 | 0 | 0 | 2 | 2 | 2 | 2 | 2460 | 0 | 2
181B0300 | 6DI/DO (programmable, DI or DO) | OPT-B1 | Vacon Option and Accessory | Vacon Option and Accessory |  | 3 | 2 | 0 | 0 | 0 | 2 | 0 | 5 | 2460 | 0 | 2
181B0306 | 1RO(NO), 5 pcs of 41 REPLACEDBY181B0307 | OPT-B9 | Vacon Option and Accessory | Vacon Option and Accessory |  | 0 | 0 | 0 | 0 | 1 | 1 | 1 | 1 | 2460 | 0 | 1
181B0309 | SSI and Endat Encoders, Varnished | OPT-BE-V | Vacon Option and Accessory | Vacon Option and Accessory |  | 0 | 0 | 0 | 1 | 0 | 1 | 1 | 1 | 2460 | 0 | 1
181B0311 | Temp. measurement option board, varn. | OPT-BH-V | Vacon Option and Accessory | Vacon Option and Accessory |  | 0 | 0 | 1 | 0 | 0 | 1 | 1 | 1 | 2460 | 0 | 1
181B0316 | LonWorks, Varnished | OPT-C4-V | Vacon Option and Accessory | Vacon Option and Accessory |  | 0 | 0 | 0 | 3 | 0 | 3 | 3 | 3 | 2460 | 0 | 3
181B0317 | PROFIBUS DP w. Sub-D9 connector, varn. | OPT-C5-V | Vacon Option and Accessory | Vacon Option and Accessory |  | 0 | 0 | 1 | 0 | 0 | 1 | 1 | 1 | 2460 | 0 | 1
181B0327 | Fieldbus - CANopen, Varnished | OPT-E6-V | Vacon Option and Accessory | Vacon Option and Accessory |  | 0 | 0 | 0 | 1 | 0 | 1 | 1 | 1 | 2460 | 0 | 1
181B0329 | 3 Relay board, Varnished | OPT-F3-V | Vacon Option and Accessory | Vacon Option and Accessory |  | 0 | 0 | 0 | 2 | 0 | 2 | 2 | 2 | 2460 | 0 | 2
181B0331 | 3DI, 1RO(NO/NC), 1DO | OPT-AA | Vacon Option and Accessory | Vacon Option and Accessory |  | 0 | 1 | 0 | 0 | 0 | 1 | 0 | 1 | 2460 | 0 | 1
181B0332 | ALPHANUMERIC KEYPAD | PAN-A | Vacon Option and Accessory | Vacon Option and Accessory |  | 2 | 2 | 0 | 0 | 0 | 2 | 0 | 4 | 2460 | 1 | 1
181B0369 | V100 Control unit (MC02 and w/o I/O) | SPR-CMB01154 | Vacon spares and service products | Vacon spares and service products |  | 0 | 0 | 0 | 1 | 0 | 1 | 1 | 1 | 2460 | 0 | 1
181B0380 | IGBT kit Gen2 MR07 | SPR-ELE01791 | Vacon spares and service products | Vacon spares and service products |  | 0 | 0 | 0 | 0 | 1 | 1 | 1 | 1 | 2460 | 0 | 1
181B0383 | Main fan MR04 | SPR-MEC00973 | Vacon spares and service products | Vacon spares and service products |  | 0 | 0 | 0 | 0 | 2 | 2 | 2 | 2 | 2460 | 0 | 2
181B0384 | Main fan MR05 | SPR-MEC00977 | Vacon spares and service products | Vacon spares and service products |  | 0 | 0 | 0 | 0 | 2 | 2 | 2 | 2 | 2460 | 0 | 2
181B0404 | HMI door mounting kit with 3M cable | VACON-PAN-HMDR-TMX-MC03-3M | Vacon Option and Accessory | Vacon Option and Accessory |  | 0 | 1 | 0 | 0 | 0 | 1 | 0 | 1 | 2460 | 0 | 1
181B0406 | Graphical keypad with cust. membrane | VACON-PAN-HMGR-MK01 | Vacon Option and Accessory | Vacon Option and Accessory |  | 0 | 0 | 4 | 0 | 0 | 4 | 4 | 4 | 2460 | 0 | 4
181B0412 | Rectifier board M0100 230V - 690V | SPR-CMB01860 | Vacon spares and service products | Vacon spares and service products |  | 0 | 0 | 1 | 0 | 0 | 1 | 1 | 1 | 2460 | 0 | 1
181B0419 | Snubber kit | SPR-ELE14716 | Vacon spares and service products | Vacon spares and service products |  | 0 | 0 | 0 | 3 | 0 | 3 | 3 | 3 | 2460 | 0 | 3
181B0420 | Skim 455GD12T4D1 1200V 450A | SPR-ELE14636 | Vacon spares and service products | Vacon spares and service products |  | 0 | 2 | 0 | 0 | 0 | 2 | 0 | 2 | 2460 | 1 | 1
181B0421 | Diode thyristor module SKKH 162/16E | SPR-ELE14635 | Vacon spares and service products | Vacon spares and service products |  | 0 | 0 | 0 | 3 | 0 | 3 | 3 | 3 | 2460 | 0 | 3
181B0423 | DC fan retrofit kit | SPR-MEC14722 | Vacon spares and service products | Vacon spares and service products |  | 1 | 3 | 0 | 0 | 0 | 3 | 0 | 4 | 2460 | 0 | 3
181B0427 | IGBT skiip 83AC12I | SPR-ELE19685 | Vacon spares and service products | Vacon spares and service products |  | 0 | 1 | 0 | 0 | 0 | 1 | 0 | 1 | 2460 | 0 | 1
181B0441 | DC link capacitor 1100uF 550V | SPR-ELE19694 | Vacon spares and service products | Vacon spares and service products |  | 0 | 0 | 0 | 0 | 4 | 4 | 4 | 4 | 2460 | 0 | 4
181B0444 | Diodethyristor module SKKH 72/18E | SPR-ELE21687 | Vacon spares and service products | Vacon spares and service products |  | 0 | 0 | 0 | 0 | 6 | 6 | 6 | 6 | 2460 | 0 | 6
181B0447 | Fan 150mm | SPR-MEC19680 | Vacon spares and service products | Vacon spares and service products |  | 0 | 3 | 5 | 0 | 0 | 8 | 5 | 8 | 2460 | 0 | 8
181B0449 | Electrolytic capacitor 1800uF 550V | SPR-ELE14697 | Vacon spares and service products | Vacon spares and service products |  | 0 | 18 | 3 | 0 | 0 | 21 | 3 | 21 | 2460 | 0 | 21
181B0453 | Power board 690V not programmed | SPR-CMB14778 | Vacon spares and service products | Vacon spares and service products |  | 1 | 1 | 0 | 0 | 0 | 1 | 0 | 2 | 2460 | 0 | 1
181B0460 | Rectifier module sub assembly 500V | 60FR09822 | Vacon spares and service products | Vacon spares and service products |  | 0 | 0 | 0 | 0 | 3 | 3 | 3 | 3 | 2460 | 0 | 3
181B0462 | Diode module SKD 62/18 | SPR-ELE19699 | Vacon spares and service products | Vacon spares and service products |  | 0 | 0 | 0 | 6 | 0 | 6 | 6 | 6 | 2460 | 0 | 6
181B0463 | Rectifier board 690V | SPR-CMB14705 | Vacon spares and service products | Vacon spares and service products |  | 0 | 0 | 0 | 4 | 1 | 5 | 5 | 5 | 2460 | 0 | 5
181B0465 | Electrolytic capacitor 2200uF 550V | SPR-ELE14692 | Vacon spares and service products | Vacon spares and service products |  | 0 | 0 | 1 | 0 | 0 | 1 | 1 | 1 | 2460 | 0 | 1
181B0467 | Power module 261A 500V w/o brake | 60SA-FR09-0261-5-ANV | Vacon spares and service products | Vacon spares and service products |  | 0 | 1 | 0 | 0 | 0 | 1 | 0 | 1 | 2460 | 0 | 1
181B0469 | Driver board FI9 | 60S00583 | Vacon spares and service products | Vacon spares and service products |  | 0 | 0 | 0 | 3 | 0 | 3 | 3 | 3 | 2460 | 0 | 3
181B0480 | Snubber assembly 9x300nF 1250VDC FI9-FI1 | 60PP10049 | Vacon spares and service products | Vacon spares and service products |  | 0 | 0 | 0 | 1 | 0 | 1 | 1 | 1 | 2460 | 0 | 1
181B0487 | DC main fan. Obs 181B0703 | 60PP00072 | Vacon spares and service products | Vacon spares and service products |  | 0 | 0 | 0 | 0 | 4 | 4 | 4 | 4 | 2460 | 0 | 4
181B0488 | Fan inverter assembly FR10, right | 60FR10847 | Vacon spares and service products | Vacon spares and service products |  | 0 | 0 | 0 | 0 | 1 | 1 | 1 | 1 | 2460 | 0 | 1
181B0491 | Vacon20 MI1~3 Option board mounting kit | ENC-SLOT-MC03-13 | Vacon Option and Accessory | Vacon Option and Accessory |  | 0 | 0 | 0 | 0 | 1 | 1 | 1 | 1 | 2460 | 0 | 1
181B0492 | Dual Port Ethernet option board | OPT-E9-V | Vacon Option and Accessory | Vacon Option and Accessory |  | 0 | 3 | 0 | 8 | 0 | 11 | 8 | 11 | 2460 | 0 | 11
181B0495 | IGBT kit Gen2 MR06 | SPR-ELE07879 | Vacon spares and service products | Vacon spares and service products |  | 0 | 0 | 0 | 0 | 1 | 1 | 1 | 1 | 2460 | 0 | 1
181B0510 | CHARGING KIT FOR AFE/FFE FI13 |  | Vacon Option and Accessory | Vacon Option and Accessory |  | 0 | 0 | 1 | 2 | 0 | 3 | 3 | 3 | 2460 | 0 | 3
181B0517 | Du/dt filter | DUT-0210-6-0-P | 3rd party products | 3rd party products |  | 0 | 0 | 4 | 0 | 0 | 4 | 4 | 4 | 2460 | 0 | 4
181B0531 | IGBT Skiip 82AHB15 | SPR-ELE19683 | Vacon spares and service products | Vacon spares and service products |  | 0 | 0 | 1 | 3 | 1 | 5 | 5 | 5 | 2460 | 0 | 5
181B0538 | IGBT skiip 30NAB12 T49 | 60CP01306 | Vacon spares and service products | Vacon spares and service products |  | 0 | 0 | 0 | 0 | 2 | 2 | 2 | 2 | 2460 | 0 | 2
181B0559 | Capacitor 0,033uF/1250V FKP1 | 60PP00010 | Vacon spares and service products | Vacon spares and service products |  | 0 | 0 | 0 | 0 | 5 | 5 | 5 | 5 | 2460 | 0 | 5
181B0560 | Balancing resistor 2*2*16k | 60PP00063 | Vacon spares and service products | Vacon spares and service products |  | 0 | 0 | 0 | 0 | 1 | 1 | 1 | 1 | 2460 | 0 | 1
181B0562 | DC link capacitor 1000uF 420V | 60PP01002 | Vacon spares and service products | Vacon spares and service products |  | 0 | 0 | 0 | 0 | 8 | 8 | 8 | 8 | 2460 | 0 | 8
181B0568 | DC link capacitor 2900uF 420V | 60PP01141 | Vacon spares and service products | Vacon spares and service products |  | 0 | 0 | 0 | 0 | 2 | 2 | 2 | 2 | 2460 | 0 | 2
181B0569 | AC choke 168-205A | 60PP01150 | Vacon spares and service products | Vacon spares and service products |  | 0 | 0 | 0 | 0 | 6 | 6 | 6 | 6 | 2460 | 0 | 6
181B0571 | Brake wire | 60PP08011 | Vacon spares and service products | Vacon spares and service products |  | 0 | 0 | 0 | 0 | 1 | 1 | 1 | 1 | 2460 | 0 | 1
181B0575 | Power board 500V 3-9A not programmed | 60SA-VB00208-0000-5-XXV | Vacon spares and service products | Vacon spares and service products |  | 0 | 0 | 0 | 0 | 3 | 3 | 3 | 3 | 2460 | 0 | 3
181B0576 | Power board 12A 500V not programmed |  | Vacon spares and service products | Vacon spares and service products |  | 0 | 0 | 0 | 3 | 0 | 3 | 3 | 3 | 2460 | 0 | 3
181B0583 | ,I4~5 Option board mounting kit | ENC-SLOT-MC03-45 | Vacon Option and Accessory | Vacon Option and Accessory |  | 0 | 0 | 0 | 0 | 1 | 1 | 1 | 1 | 2460 | 0 | 1
181B0589 | SIN/COS encoder interface, Varnished | OPT-AK-V | Vacon Option and Accessory | Vacon Option and Accessory |  | 0 | 0 | 0 | 1 | 0 | 1 | 1 | 1 | 2460 | 0 | 1
181B0596 | CAN-Bus (galv. decoupled), Varnished |  | Vacon Option and Accessory | Vacon Option and Accessory |  | 0 | 0 | 0 | 2 | 0 | 2 | 2 | 2 | 2460 | 0 | 2
181B0601 | Power board 500V 3-9A not programmed | SPR-CMB19658 | Vacon spares and service products | Vacon spares and service products |  | 0 | 0 | 2 | 1 | 0 | 3 | 3 | 3 | 2460 | 0 | 3
181B0603 | Fan power supply kit | SPR-CMB21662 | Vacon spares and service products | Vacon spares and service products |  | 0 | 0 | 2 | 1 | 0 | 3 | 3 | 3 | 2460 | 0 | 3
181B0604 | Power board 72A-105A 500V not programmed | SPR-CMB21682 | Vacon spares and service products | Vacon spares and service products |  | 0 | 3 | 0 | 0 | 0 | 3 | 0 | 3 | 2460 | 0 | 3
181B0605 | Power board 16-31A 500V not programmed | SPR-CMB21758 | Vacon spares and service products | Vacon spares and service products |  | 0 | 0 | 2 | 0 | 0 | 2 | 2 | 2 | 2460 | 0 | 2
181B0608 | IGBT diode SKM 195GAL123D brake | SPR-ELE14650 | Vacon spares and service products | Vacon spares and service products |  | 0 | 0 | 1 | 2 | 0 | 3 | 3 | 3 | 2460 | 0 | 3
181B0611 | IGBT skiip 32NAB12 T49 | SPR-ELE19657 | Vacon spares and service products | Vacon spares and service products |  | 1 | 2 | 0 | 0 | 0 | 2 | 0 | 3 | 2460 | 1 | 1
181B0613 | DC link capacitor 2900uF 420V | SPR-ELE19684 | Vacon spares and service products | Vacon spares and service products |  | 0 | 2 | 0 | 0 | 0 | 2 | 0 | 2 | 2460 | 0 | 2
181B0614 | IGBT skiip 31NAB12 T49 | SPR-ELE19719 | Vacon spares and service products | Vacon spares and service products |  | 0 | 0 | 0 | 2 | 0 | 2 | 2 | 2 | 2460 | 0 | 2
181B0615 | Skim 304GD12T4D 1200V 300A. | SPR-ELE21666 | Vacon spares and service products | Vacon spares and service products |  | 0 | 3 | 0 | 0 | 0 | 3 | 0 | 3 | 2460 | 0 | 3
181B0616 | IGBT skiip 22 NAB 12 IT45 | SPR-ELE21780 | Vacon spares and service products | Vacon spares and service products |  | 0 | 0 | 1 | 0 | 2 | 3 | 3 | 3 | 2460 | 0 | 3
181B0621 | Text keypad with customized membrane | VACON-PAN-HMTX-MC02-HVAC | Vacon Option and Accessory | Vacon Option and Accessory |  | 0 | 0 | 0 | 0 | 4 | 4 | 4 | 4 | 2460 | 0 | 4
181B0629 | IGBT skiip 22NAB12 T45 | SPR-ELE19651 | Vacon spares and service products | Vacon spares and service products |  | 0 | 0 | 0 | 2 | 0 | 2 | 2 | 2 | 2460 | 0 | 2
181B0635 | DeviceNet, Varnished | OPT-C7-V | Vacon Option and Accessory | Vacon Option and Accessory |  | 0 | 0 | 0 | 2 | 0 | 2 | 2 | 2 | 2460 | 0 | 2
181B0639 | Control board MC02 | SPR-CMB05946 | Vacon spares and service products | Vacon spares and service products |  | 0 | 0 | 0 | 0 | 5 | 5 | 5 | 5 | 2460 | 0 | 5
181B0644 | Asic assembly | SPR-CMB23642 | Vacon spares and service products | Vacon spares and service products |  | 0 | 2 | 0 | 0 | 0 | 2 | 0 | 2 | 2460 | 1 | 1
181B0658 | Shunt board 44.004 ohm | SPR-CMB23655 | Vacon spares and service products | Vacon spares and service products |  | 0 | 0 | 12 | 0 | 0 | 12 | 12 | 12 | 2460 | 0 | 12
181B0660 | DC fan retrofit kit FI13+2NFE | SPR-MEC25019 | Vacon spares and service products | Vacon spares and service products |  | 0 | 0 | 0 | 4 | 0 | 4 | 4 | 4 | 2460 | 2 | 2
181B0674 | DC fan supply kit | SPR-ELE14724 | Vacon spares and service products | Vacon spares and service products |  | 0 | 0 | 1 | 0 | 0 | 1 | 1 | 1 | 2460 | 0 | 1
181B0687 | Internal fan 40 mm IP54 | SPR-MEC19670 | Vacon spares and service products | Vacon spares and service products |  | 0 | 0 | 0 | 0 | 2 | 2 | 2 | 2 | 2460 | 0 | 2
181B0691 | ASIC Internal fan 24VDC 52mm | SPR-MEC21543 | Vacon spares and service products | Vacon spares and service products |  | 19 | 12 | 0 | 0 | 0 | 12 | 0 | 31 | 2460 | 5 | 7
181B0700 | Rectifying board | SPR-CMB21670 | Vacon spares and service products | Vacon spares and service products |  | 2 | 2 | 0 | 0 | 0 | 2 | 0 | 4 | 2460 | 1 | 1
181B0719 | Charging resistor kit CAV150C47R | SPR-ELE21541 | Vacon spares and service products | Vacon spares and service products |  | 0 | 2 | 0 | 0 | 0 | 2 | 0 | 2 | 2460 | 0 | 2
181B0720 | IGBT skiip 20 NAB 12 IT45 | SPR-ELE21783 | Vacon spares and service products | Vacon spares and service products |  | 0 | 0 | 2 | 0 | 2 | 4 | 4 | 4 | 2460 | 0 | 4
181B0725 | Snubber capacitor kit 500V-690V | SPR-MEC21680 | Vacon spares and service products | Vacon spares and service products |  | 0 | 0 | 1 | 0 | 0 | 1 | 1 | 1 | 2460 | 0 | 1
181B0729 | Shunt board 17.232 ohm | SPR-CMB21640 | Vacon spares and service products | Vacon spares and service products |  | 0 | 0 | 6 | 0 | 0 | 6 | 6 | 6 | 2460 | 0 | 6
181B0730 | Shunt board 44.964 ohm | SPR-CMB21579 | Vacon spares and service products | Vacon spares and service products |  | 0 | 0 | 12 | 0 | 0 | 12 | 12 | 12 | 2460 | 0 | 12
181B0731 | IGBT skiip 20NAB12 T45 | SPR-ELE19650 | Vacon spares and service products | Vacon spares and service products |  | 0 | 0 | 0 | 1 | 1 | 2 | 2 | 2 | 2460 | 0 | 2
181B0733 | DC link capacitor 330uF 420V | SPR-ELE19649 | Vacon spares and service products | Vacon spares and service products |  | 0 | 0 | 1 | 2 | 0 | 3 | 3 | 3 | 2460 | 0 | 3
181B0734 | DC link capacitor 1500uF 420V | SPR-ELE19720 | Vacon spares and service products | Vacon spares and service products |  | 0 | 1 | 0 | 0 | 0 | 1 | 0 | 1 | 2460 | 0 | 1
181B0746 | Balancing resistor 2*2*16k | SPR-ELE14652 | Vacon spares and service products | Vacon spares and service products |  | 0 | 0 | 0 | 2 | 0 | 2 | 2 | 2 | 2460 | 0 | 2
181B0750 | AC choke 168-205A | SPR-ELE14644 | Vacon spares and service products | Vacon spares and service products |  | 0 | 0 | 1 | 1 | 0 | 2 | 2 | 2 | 2460 | 0 | 2
181B0751 | Brake wire | SPR-ELE14632 | Vacon spares and service products | Vacon spares and service products |  | 0 | 0 | 0 | 0 | 1 | 1 | 1 | 1 | 2460 | 0 | 1
181B0765 | Discharging resistor | SPR-ELE21669 | Vacon spares and service products | Vacon spares and service products |  | 0 | 0 | 2 | 0 | 0 | 2 | 2 | 2 | 2460 | 0 | 2
181B0767 | DC fan supply assembly | SPR-MEC23641 | Vacon spares and service products | Vacon spares and service products |  | 0 | 1 | 0 | 0 | 0 | 1 | 0 | 1 | 2460 | 0 | 1
181B0769 | 3DI(Encoder RS422),+5V/+15V output,varn. |  | Vacon Option and Accessory | Vacon Option and Accessory |  | 0 | 0 | 0 | 3 | 0 | 3 | 3 | 3 | 2460 | 0 | 3
181B0813 | MR07 Filter Board M0100 380/500V | SPR-CMB06766 | Vacon spares and service products | Vacon spares and service products |  | 0 | 0 | 0 | 0 | 2 | 2 | 2 | 2 | 2460 | 0 | 2
181B0815 | 3DI(Encoder 10..24V),+15/+24 Vout,2DO | OPT-AE | Vacon Option and Accessory | Vacon Option and Accessory |  | 0 | 0 | 0 | 0 | 2 | 2 | 2 | 2 | 2460 | 0 | 2
181B0831 | Cover FR8 (door) | 60FR08078 | Vacon spares and service products | Vacon spares and service products |  | 0 | 0 | 0 | 0 | 1 | 1 | 1 | 1 | 2460 | 0 | 1
181B0838 | Fan inverter output isol. transf. FR8 | 60PP08026 | Vacon spares and service products | Vacon spares and service products |  | 0 | 0 | 0 | 0 | 1 | 1 | 1 | 1 | 2460 | 0 | 1
181B0848 | Driver board FI9 | 60VB00481 | Vacon spares and service products | Vacon spares and service products |  | 0 | 0 | 0 | 0 | 1 | 1 | 1 | 1 | 2460 | 0 | 1
181B0849 | Mounting kit IP21 | SPR-MEC19676 | Vacon spares and service products | Vacon spares and service products |  | 0 | 0 | 0 | 0 | 4 | 4 | 4 | 4 | 2460 | 0 | 4
181B0850 | Mounting kit IP21 | SPR-MEC19746 | Vacon spares and service products | Vacon spares and service products |  | 0 | 0 | 0 | 0 | 4 | 4 | 4 | 4 | 2460 | 0 | 4
181B0856 | Cable power mod.-control mod. | SPR-ELE19745 | Vacon spares and service products | Vacon spares and service products |  | 0 | 0 | 0 | 0 | 3 | 3 | 3 | 3 | 2460 | 0 | 3
181B0872 | IGBT Skim 271GD 128D | 60PP01026 | Vacon spares and service products | Vacon spares and service products |  | 0 | 0 | 0 | 0 | 1 | 1 | 1 | 1 | 2460 | 0 | 1
181B0876 | Brake gate wire X11 FR9 | 60PP09062 | Vacon spares and service products | Vacon spares and service products |  | 0 | 0 | 0 | 0 | 3 | 3 | 3 | 3 | 2460 | 0 | 3
181B0877 | Brake gate wire X13 FR9 | 60PP09063 | Vacon spares and service products | Vacon spares and service products |  | 0 | 0 | 0 | 0 | 3 | 3 | 3 | 3 | 2460 | 0 | 3
181B0885 | Fan enclosure | SPR-MEC21526 | Vacon spares and service products | Vacon spares and service products |  | 0 | 0 | 0 | 0 | 1 | 1 | 1 | 1 | 2460 | 0 | 1
181B0896 | Connection cover | SPR-MEC23629 | Vacon spares and service products | Vacon spares and service products |  | 0 | 0 | 1 | 0 | 0 | 1 | 1 | 1 | 2460 | 0 | 1
181B0904 | Fibre optic cables PU1 | SPR-ELE21558 | Vacon spares and service products | Vacon spares and service products |  | 0 | 0 | 0 | 1 | 0 | 1 | 1 | 1 | 2460 | 0 | 1
181B0909 | Power board 3-12A 500V, not programmed | SPR-CMB21791 | Vacon spares and service products | Vacon spares and service products |  | 1 | 0 | 1 | 0 | 0 | 1 | 1 | 2 | 2460 | 0 | 1
181B0916 | Diode thyristor module SKKH 162/18E | SPR-ELE14690 | Vacon spares and service products | Vacon spares and service products |  | 0 | 0 | 0 | 1 | 0 | 1 | 1 | 1 | 2460 | 0 | 1
181B0917 | AC choke 140A | SPR-ELE14638 | Vacon spares and service products | Vacon spares and service products |  | 0 | 0 | 0 | 0 | 1 | 1 | 1 | 1 | 2460 | 0 | 1
181B0919 | DC fan retrofit kit 200V | SPR-MEC21616 | Vacon spares and service products | Vacon spares and service products |  | 0 | 0 | 0 | 4 | 1 | 5 | 5 | 5 | 2460 | 0 | 5
181B0921 | Shunt board 31.234 ohm | SPR-CMB21655 | Vacon spares and service products | Vacon spares and service products |  | 0 | 0 | 3 | 0 | 0 | 3 | 3 | 3 | 2460 | 0 | 3
181B0922 | Shunt board 35.983 ohm | SPR-CMB21654 | Vacon spares and service products | Vacon spares and service products |  | 0 | 0 | 3 | 0 | 0 | 3 | 3 | 3 | 2460 | 0 | 3
181B0924 | Shunt board 29.322 ohm | SPR-CMB21505 | Vacon spares and service products | Vacon spares and service products |  | 0 | 1 | 0 | 0 | 0 | 1 | 0 | 1 | 2460 | 0 | 1
181B0929 | MC03 Control Unit for MI04-MI05 | SPR-CMB03024 | Vacon spares and service products | Vacon spares and service products |  | 0 | 0 | 0 | 0 | 28 | 28 | 28 | 28 | 2460 | 0 | 28
181B0930 | ASIC wire X2 | SPR-ELE25029 | Vacon spares and service products | Vacon spares and service products |  | 0 | 4 | 0 | 0 | 0 | 4 | 0 | 4 | 2460 | 0 | 4
181B0931 | Optical fiber set Asic driver | SPR-ELE23684 | Vacon spares and service products | Vacon spares and service products |  | 0 | 0 | 0 | 0 | 3 | 3 | 3 | 3 | 2460 | 0 | 3
181B0938 | Wire set 2 | SPR-ELE23686 | Vacon spares and service products | Vacon spares and service products |  | 0 | 0 | 0 | 0 | 2 | 2 | 2 | 2 | 2460 | 1 | 1
181B0940 | Shunt board 41.519 ohm | SPR-CMB21514 | Vacon spares and service products | Vacon spares and service products |  | 0 | 0 | 16 | 0 | 0 | 16 | 16 | 16 | 2460 | 0 | 16
181B0941 | DC link busbar kit 690V | SPR-MEC23626 | Vacon spares and service products | Vacon spares and service products |  | 0 | 1 | 0 | 0 | 0 | 1 | 0 | 1 | 2460 | 0 | 1
181B0942 | Shunt board 49.362 ohm | SPR-CMB25014 | Vacon spares and service products | Vacon spares and service products |  | 0 | 18 | 0 | 0 | 0 | 18 | 0 | 18 | 2460 | 0 | 18
181B0943 | Fibre optic cables kit PU2 | SPR-ELE21559 | Vacon spares and service products | Vacon spares and service products |  | 0 | 0 | 0 | 0 | 2 | 2 | 2 | 2 | 2460 | 0 | 2
181B0944 | Power control optical fibre PU1 8m | SPR-ELE25030 | Vacon spares and service products | Vacon spares and service products |  | 0 | 0 | 0 | 0 | 3 | 3 | 3 | 3 | 2460 | 0 | 3
181B0945 | Power control optical fibre PU2 8m | SPR-ELE25031 | Vacon spares and service products | Vacon spares and service products |  | 0 | 0 | 0 | 0 | 3 | 3 | 3 | 3 | 2460 | 0 | 3
181B0947 | Cable power mod.-control mod. | SPR-ELE21715 | Vacon spares and service products | Vacon spares and service products |  | 0 | 1 | 0 | 0 | 0 | 1 | 0 | 1 | 2460 | 0 | 1
181B0948 | 6DI,2AI+2AO(mA/+-V),+10/-10Vref,+24V va | OPT-AN-V | Vacon Option and Accessory | Vacon Option and Accessory |  | 0 | 0 | 1 | 0 | 0 | 1 | 1 | 1 | 2460 | 0 | 1
181B0952 | 5,6A 500V Gen2 MR04 Power board not prog | SPR-CMB04706-EMPTY | Vacon spares and service products | Vacon spares and service products |  | 0 | 0 | 0 | 0 | 1 | 1 | 1 | 1 | 2460 | 0 | 1
181B0970 | Power module 920A 690V no brake chopper | 60SA-FI13-0920-6-ANV | Vacon spares and service products | Vacon spares and service products |  | 0 | 1 | 0 | 0 | 0 | 1 | 0 | 1 | 2460 | 0 | 1
181B0987 | Shunt board 26.453 ohm | SPR-CMB21656 | Vacon spares and service products | Vacon spares and service products |  | 0 | 0 | 3 | 0 | 0 | 3 | 3 | 3 | 2460 | 0 | 3
181B0989 | Measurement board 105/205/310A 240/500V | SPR-CMB01790-EMPTY | Vacon spares and service products | Vacon spares and service products |  | 0 | 0 | 0 | 0 | 1 | 1 | 1 | 1 | 2460 | 0 | 1
181B0997 | Diodetyr mod SKKH 92/16E | SPR-ELE06830 | Vacon spares and service products | Vacon spares and service products |  | 0 | 0 | 1 | 0 | 0 | 1 | 1 | 1 | 2460 | 0 | 1
181B1008 | Cover IP21 | SPR-MEC21695 | Vacon spares and service products | Vacon spares and service products |  | 0 | 0 | 0 | 1 | 0 | 1 | 1 | 1 | 2460 | 0 | 1
181B1021 | Diodetyr module SKKH 330/16E 12 pulse un | SPR-ELE21583 | Vacon spares and service products | Vacon spares and service products |  | 0 | 0 | 0 | 0 | 7 | 7 | 7 | 7 | 2460 | 0 | 7
181B1022 | SKKH 570/18E 1800V 570A | SPR-ELE21544 | Vacon spares and service products | Vacon spares and service products |  | 0 | 0 | 0 | 1 | 0 | 1 | 1 | 1 | 2460 | 0 | 1
181B1024 | Brake wire | SPR-ELE21718 | Vacon spares and service products | Vacon spares and service products |  | 0 | 0 | 0 | 0 | 1 | 1 | 1 | 1 | 2460 | 0 | 1
181B1031 | Driver adapter board | SPR-CMB21577 | Vacon spares and service products | Vacon spares and service products |  | 0 | 0 | 0 | 0 | 3 | 3 | 3 | 3 | 2460 | 0 | 3
181B1034 | Shunt board 35.065 ohm | SPR-CMB21581 | Vacon spares and service products | Vacon spares and service products |  | 0 | 0 | 0 | 12 | 0 | 12 | 12 | 12 | 2460 | 0 | 12
181B1035 | Shunt board 35.191 ohm | SPR-CMB25004 | Vacon spares and service products | Vacon spares and service products |  | 0 | 0 | 12 | 0 | 0 | 12 | 12 | 12 | 2460 | 0 | 12
181B1036 | Shunt board 51.692Shunt board 51.692 ohm | SPR-CMB21586 | Vacon spares and service products | Vacon spares and service products |  | 0 | 0 | 12 | 0 | 0 | 12 | 12 | 12 | 2460 | 0 | 12
181B1037 | Shunt board 31.130 ohm | SPR-CMB23650 | Vacon spares and service products | Vacon spares and service products |  | 0 | 0 | 6 | 0 | 0 | 6 | 6 | 6 | 2460 | 0 | 6
181B1038 | Shunt board 39.308 ohm | SPR-CMB25010 | Vacon spares and service products | Vacon spares and service products |  | 0 | 0 | 9 | 0 | 0 | 9 | 9 | 9 | 2460 | 0 | 9
181B1039 | Shunt board 39.319 ohm | SPR-CMB25002 | Vacon spares and service products | Vacon spares and service products |  | 0 | 0 | 18 | 0 | 0 | 18 | 18 | 18 | 2460 | 0 | 18
181B1054 | DC fan retrofit kit 200V | SPR-MEC14725 | Vacon spares and service products | Vacon spares and service products |  | 0 | 0 | 0 | 0 | 1 | 1 | 1 | 1 | 2460 | 0 | 1
181B1055 | Front cover IP21 | SPR-MEC19713 | Vacon spares and service products | Vacon spares and service products |  | 0 | 0 | 0 | 0 | 4 | 4 | 4 | 4 | 2460 | 0 | 4
181B1065 | Balancing resistor assembly 500V | SPR-ELE21501 | Vacon spares and service products | Vacon spares and service products |  | 0 | 0 | 0 | 2 | 3 | 5 | 5 | 5 | 2460 | 0 | 5
181B1077 | Input filter board for FR7 500V | SPR-CMB21671 | Vacon spares and service products | Vacon spares and service products |  | 0 | 0 | 0 | 0 | 2 | 2 | 2 | 2 | 2460 | 0 | 2
181B1081 | Power board 12A 240V MR04-not programmed | 60PP13027 | Vacon spares and service products | Vacon spares and service products |  | 0 | 0 | 0 | 0 | 10 | 10 | 10 | 10 | 2460 | 0 | 10
181B1087 | Capacitor filter board MR07 380/500V | SPR-CMB06828 | Vacon spares and service products | Vacon spares and service products |  | 0 | 0 | 0 | 0 | 1 | 1 | 1 | 1 | 2460 | 0 | 1
181B1091 | Control flat cable MR04 | SPR-ELE01782 | Vacon spares and service products | Vacon spares and service products |  | 0 | 0 | 0 | 0 | 3 | 3 | 3 | 3 | 2460 | 0 | 3
181B1092 | Control flat cable MR05 | SPR-ELE01783 | Vacon spares and service products | Vacon spares and service products |  | 0 | 0 | 0 | 0 | 3 | 3 | 3 | 3 | 2460 | 0 | 3
181B1112 | Charging resistor 100R MR08 | SPR-ELE06650 | Vacon spares and service products | Vacon spares and service products |  | 0 | 0 | 0 | 0 | 1 | 1 | 1 | 1 | 2460 | 0 | 1
181B1127 | Fan power supply | SPR-CMB14706 | Vacon spares and service products | Vacon spares and service products |  | 0 | 0 | 0 | 0 | 1 | 1 | 1 | 1 | 2460 | 0 | 1
181B1129 | Shunt board 52.548 ohm | SPR-CMB23653 | Vacon spares and service products | Vacon spares and service products |  | 0 | 0 | 6 | 0 | 0 | 6 | 6 | 6 | 2460 | 0 | 6
181B1149 | MR07 Snubber capacitor kit | SPR-ELE06826 | Vacon spares and service products | Vacon spares and service products |  | 0 | 0 | 0 | 0 | 1 | 1 | 1 | 1 | 2460 | 0 | 1
181B1150 | Snubber capacitor kit | SPR-ELE07265 | Vacon spares and service products | Vacon spares and service products |  | 0 | 0 | 0 | 0 | 1 | 1 | 1 | 1 | 2460 | 0 | 1
181B1168 | AC choke 400A | SPR-ELE21506 | Vacon spares and service products | Vacon spares and service products |  | 0 | 0 | 0 | 1 | 0 | 1 | 1 | 1 | 2460 | 0 | 1
181B1177 | MR09 Main terminal kit | SPR-MEC02949 | Vacon spares and service products | Vacon spares and service products |  | 0 | 0 | 0 | 4 | 0 | 4 | 4 | 4 | 2460 | 0 | 4
181B1223 | Power board 16A 500V brake chopper | 60SA-VB00613-0016-5-ABV | Vacon spares and service products | Vacon spares and service products |  | 0 | 0 | 0 | 0 | 1 | 1 | 1 | 1 | 2460 | 0 | 1
181B1228 | Power board 61A 500V with brake | 60SA-VB00416-0061-5-ABV | Vacon spares and service products | Vacon spares and service products |  | 0 | 0 | 0 | 0 | 3 | 3 | 3 | 3 | 2460 | 0 | 3
181B1233 | Fan capacitor assembly | SPR-ELE14731 | Vacon spares and service products | Vacon spares and service products |  | 0 | 0 | 0 | 0 | 1 | 1 | 1 | 1 | 2460 | 0 | 1
181B1235 | Balancing resistor kit 500V | SPR-ELE23621 | Vacon spares and service products | Vacon spares and service products |  | 0 | 0 | 0 | 2 | 2 | 4 | 4 | 4 | 2460 | 0 | 4
181B1242 | Bus bar insulator kit 500V-690V | SPR-MEC21681 | Vacon spares and service products | Vacon spares and service products |  | 0 | 0 | 0 | 0 | 1 | 1 | 1 | 1 | 2460 | 0 | 1
181B1249 | Input terminal block L1/L2/L3 | 60PP01156 | Vacon spares and service products | Vacon spares and service products |  | 0 | 0 | 0 | 0 | 12 | 12 | 12 | 12 | 2460 | 0 | 12
181B1250 | Power board 3A 500V with brake | 60SA-VB00208-0003-5-ABV | Vacon spares and service products | Vacon spares and service products |  | 0 | 0 | 0 | 0 | 2 | 2 | 2 | 2 | 2460 | 0 | 2
181B1251 | Power board 4A 500V with brake | 60SA-VB00208-0004-5-ABV | Vacon spares and service products | Vacon spares and service products |  | 0 | 0 | 0 | 0 | 3 | 3 | 3 | 3 | 2460 | 0 | 3
181B1252 | Power board 5A 500V with brake | 60SA-VB00208-0005-5-ABV | Vacon spares and service products | Vacon spares and service products |  | 0 | 0 | 0 | 0 | 3 | 3 | 3 | 3 | 2460 | 0 | 3
181B1253 | Power board 7A 500V with brake | 60SA-VB00208-0007-5-ABV | Vacon spares and service products | Vacon spares and service products |  | 0 | 0 | 0 | 0 | 2 | 2 | 2 | 2 | 2460 | 0 | 2
181B1284 | DC fan assembly | SPR-MEC21614 | Vacon spares and service products | Vacon spares and service products |  | 0 | 0 | 0 | 1 | 0 | 1 | 1 | 1 | 2460 | 0 | 1
181B1290 | Shunt board 64.842 ohm | SPR-CMB21584 | Vacon spares and service products | Vacon spares and service products |  | 0 | 0 | 6 | 6 | 0 | 12 | 12 | 12 | 2460 | 0 | 12
181B1291 | Shunt board 21.936 ohm | SPR-CMB21639 | Vacon spares and service products | Vacon spares and service products |  | 0 | 0 | 6 | 0 | 0 | 6 | 6 | 6 | 2460 | 0 | 6
181B1292 | Shunt board 38.920 ohm | SPR-CMB23646 | Vacon spares and service products | Vacon spares and service products |  | 0 | 0 | 6 | 0 | 0 | 6 | 6 | 6 | 2460 | 0 | 6
181B1293 | Shunt board 34.305 ohm | SPR-CMB23648 | Vacon spares and service products | Vacon spares and service products |  | 0 | 0 | 0 | 1 | 0 | 1 | 1 | 1 | 2460 | 0 | 1
181B1294 | Shunt board 40.333 ohm | SPR-CMB23657 | Vacon spares and service products | Vacon spares and service products |  | 0 | 0 | 6 | 0 | 0 | 6 | 6 | 6 | 2460 | 0 | 6
181B1295 | Shunt board 46.875 ohm | SPR-CMB23710 | Vacon spares and service products | Vacon spares and service products |  | 0 | 0 | 6 | 0 | 0 | 6 | 6 | 6 | 2460 | 0 | 6
181B1296 | Shunt board 40.174 ohm | SPR-CMB23711 | Vacon spares and service products | Vacon spares and service products |  | 0 | 0 | 6 | 0 | 0 | 6 | 6 | 6 | 2460 | 0 | 6
181B1297 | Shunt board 32.903 ohm | SPR-CMB23712 | Vacon spares and service products | Vacon spares and service products |  | 0 | 0 | 3 | 3 | 0 | 6 | 6 | 6 | 2460 | 0 | 6
181B1298 | Shunt board 25.857 ohm | SPR-CMB23714 | Vacon spares and service products | Vacon spares and service products |  | 0 | 0 | 9 | 0 | 0 | 9 | 9 | 9 | 2460 | 0 | 9
181B1301 | Fan supply 500V | SPR-CMB14662 | Vacon spares and service products | Vacon spares and service products |  | 0 | 0 | 0 | 0 | 1 | 1 | 1 | 1 | 2460 | 0 | 1
181B1302 | Shunt board 53.957 ohm | SPR-CMB23718 | Vacon spares and service products | Vacon spares and service products |  | 0 | 0 | 3 | 0 | 0 | 3 | 3 | 3 | 2460 | 0 | 3
181B1303 | Shunt board 46.859 ohm | SPR-CMB23719 | Vacon spares and service products | Vacon spares and service products |  | 0 | 0 | 3 | 0 | 0 | 3 | 3 | 3 | 2460 | 0 | 3
181B1304 | Shunt board 39.679 ohm | SPR-CMB23720 | Vacon spares and service products | Vacon spares and service products |  | 0 | 0 | 3 | 0 | 0 | 3 | 3 | 3 | 2460 | 0 | 3
181B1306 | Snubber assembly | SPR-ELE21698 | Vacon spares and service products | Vacon spares and service products |  | 0 | 0 | 0 | 0 | 1 | 1 | 1 | 1 | 2460 | 0 | 1
181B1307 | Balansing resistor kit 690V | SPR-ELE23625 | Vacon spares and service products | Vacon spares and service products |  | 0 | 0 | 2 | 0 | 0 | 2 | 2 | 2 | 2460 | 1 | 1
181B1309 | MR07 Main terminal bus bar kit | SPR-MEC06827 | Vacon spares and service products | Vacon spares and service products |  | 0 | 0 | 0 | 0 | 1 | 1 | 1 | 1 | 2460 | 0 | 1
181B1310 | DC link busbar kit 690V left | SPR-MEC21510 | Vacon spares and service products | Vacon spares and service products |  | 0 | 0 | 1 | 0 | 0 | 1 | 1 | 1 | 2460 | 0 | 1
181B1311 | DC link busbar kit 690V right | SPR-MEC21511 | Vacon spares and service products | Vacon spares and service products |  | 0 | 1 | 0 | 0 | 0 | 1 | 0 | 1 | 2460 | 0 | 1
181B1312 | Busbar kit | SPR-MEC23631 | Vacon spares and service products | Vacon spares and service products |  | 0 | 0 | 1 | 0 | 0 | 1 | 1 | 1 | 2460 | 0 | 1
181B1325 | Power module left right 385A 500V no bra | SPR-ELE21580 | Vacon spares and service products | Vacon spares and service products |  | 0 | 0 | 0 | 0 | 2 | 2 | 2 | 2 | 2460 | 0 | 2
181B1327 | Power module 416A 690V no brake chopper | SPR-ELE23623 | Vacon spares and service products | Vacon spares and service products |  | 0 | 0 | 0 | 0 | 1 | 1 | 1 | 1 | 2460 | 0 | 1
181B1329 | Rectifier SKKH 162/16E | SPR-ELE14720 | Vacon spares and service products | Vacon spares and service products |  | 0 | 0 | 0 | 0 | 3 | 3 | 3 | 3 | 2460 | 0 | 3
181B1330 | Balancing resistor kit 500V | 60S0000081 | Vacon spares and service products | Vacon spares and service products |  | 0 | 0 | 0 | 0 | 1 | 1 | 1 | 1 | 2460 | 0 | 1
181B1331 | DC link busbar kit 690V left | 60S0000050 | Vacon spares and service products | Vacon spares and service products |  | 0 | 0 | 0 | 1 | 0 | 1 | 1 | 1 | 2460 | 0 | 1
181B1332 | DC link busbar kit 690V right | 60S0000052 | Vacon spares and service products | Vacon spares and service products |  | 0 | 0 | 0 | 1 | 0 | 1 | 1 | 1 | 2460 | 0 | 1
181B1334 | Balancing resistor assembly 690V | 60PP13028 | Vacon spares and service products | Vacon spares and service products |  | 0 | 0 | 0 | 1 | 3 | 4 | 4 | 4 | 2460 | 0 | 4
181B1335 | Snubber assembly | 60PP07029 | Vacon spares and service products | Vacon spares and service products |  | 0 | 0 | 0 | 0 | 1 | 1 | 1 | 1 | 2460 | 0 | 1
181B1336 | Cable power mod.-control mod. | SPR-ELE19675 | Vacon spares and service products | Vacon spares and service products |  | 0 | 0 | 0 | 0 | 3 | 3 | 3 | 3 | 2460 | 0 | 3
181B1337 | Brake gate drive wire | SPR-ELE19705 | Vacon spares and service products | Vacon spares and service products |  | 0 | 0 | 0 | 0 | 4 | 4 | 4 | 4 | 2460 | 0 | 4
181B1340 | Rectifying module sub assembly 500V left | SPR-ELE21498 | Vacon spares and service products | Vacon spares and service products |  | 0 | 0 | 0 | 0 | 2 | 2 | 2 | 2 | 2460 | 0 | 2
181B1341 | Rectifying module sub assembly 690V left | SPR-ELE21508 | Vacon spares and service products | Vacon spares and service products |  | 0 | 0 | 0 | 0 | 1 | 1 | 1 | 1 | 2460 | 0 | 1
181B1342 | Front cover IP21 | SPR-MEC19741 | Vacon spares and service products | Vacon spares and service products |  | 0 | 0 | 0 | 0 | 4 | 4 | 4 | 4 | 2460 | 0 | 4
181B1343 | Front cover IP54 FR8 | SPR-MEC14750 | Vacon spares and service products | Vacon spares and service products |  | 0 | 0 | 0 | 0 | 3 | 3 | 3 | 3 | 2460 | 0 | 3
181B1344 | Terminal sub assembly H | SPR-MEC21632 | Vacon spares and service products | Vacon spares and service products |  | 0 | 0 | 0 | 0 | 1 | 1 | 1 | 1 | 2460 | 0 | 1
181B1345 | Input terminal cable insulator | SPR-MEC21522 | Vacon spares and service products | Vacon spares and service products |  | 0 | 0 | 0 | 29 | 1 | 30 | 30 | 30 | 2460 | 0 | 30
181B1346 | Rectifier SKKH 162/16E | SPR-MEC26383 | Vacon spares and service products | Vacon spares and service products |  | 0 | 0 | 0 | 2 | 1 | 3 | 3 | 3 | 2460 | 0 | 3
181B1347 | Busbar kit | 60FI10071 | Vacon spares and service products | Vacon spares and service products |  | 0 | 0 | 0 | 0 | 1 | 1 | 1 | 1 | 2460 | 0 | 1
181B1348 | Shunt board 67,500 ohm | SPR-CMB23717 | Vacon spares and service products | Vacon spares and service products |  | 0 | 0 | 3 | 0 | 0 | 3 | 3 | 3 | 2460 | 0 | 3
181B1355 | IGBT SKM 75GB176D | 60PP01159 | Vacon spares and service products | Vacon spares and service products |  | 0 | 0 | 0 | 0 | 2 | 2 | 2 | 2 | 2460 | 0 | 2
181B1356 | Rectifier Board FR7 EMC-level T |  | Vacon spares and service products | Vacon spares and service products |  | 0 | 0 | 0 | 0 | 2 | 2 | 2 | 2 | 2460 | 0 | 2
181B1363 | DC Fan assembly / kit FR10-12 | 60S01013 | Vacon spares and service products | Vacon spares and service products |  | 0 | 0 | 1 | 1 | 0 | 2 | 2 | 2 | 2460 | 0 | 2
181B1391 | System Bus adapter, 2x fibre-optic cable | OPT-D1 | Vacon Option and Accessory | Vacon Option and Accessory |  | 0 | 0 | 0 | 0 | 4 | 4 | 4 | 4 | 2460 | 0 | 4
181B1392 | MR04 MainCoverIP21Dark Grey,NCS7010-R90B | VACON-SPR-MEC01960-HVAC | Vacon spares and service products | Vacon spares and service products |  | 0 | 0 | 0 | 0 | 1 | 1 | 1 | 1 | 2460 | 0 | 1
181B1393 | MR05 MainCoverIP21Dark Grey,NCS7010-R90B | VACON-SPR-MEC01963-HVAC | Vacon spares and service products | Vacon spares and service products |  | 0 | 0 | 0 | 0 | 1 | 1 | 1 | 1 | 2460 | 0 | 1
181B1407 | Selma S2 protocol, varnished | OPT-CG-V | Vacon Option and Accessory | Vacon Option and Accessory |  | 0 | 0 | 0 | 3 | 0 | 3 | 3 | 3 | 2460 | 0 | 3
181B1409 | Power module 261A 500V w/o brake | 60SA-FI09-0261-5-ANV | Vacon spares and service products | Vacon spares and service products |  | 0 | 0 | 1 | 0 | 0 | 1 | 1 | 1 | 2460 | 0 | 1
181B1410 | Power module cover MF5/FR5 | 60FR05002 | Vacon spares and service products | Vacon spares and service products |  | 0 | 0 | 0 | 2 | 0 | 2 | 2 | 2 | 2460 | 0 | 2
181B1411 | Rectifier module ass. 500V FR10, FR12 | 60FR10820 | Vacon spares and service products | Vacon spares and service products |  | 0 | 0 | 0 | 2 | 0 | 2 | 2 | 2 | 2460 | 0 | 2
181B1412 | Asic assembly FR10,FR11,FR12 | 60FR10849 | Vacon spares and service products | Vacon spares and service products |  | 0 | 0 | 0 | 2 | 0 | 2 | 2 | 2 | 2460 | 0 | 2
181B1413 | DC-power supply ass. 690V FI13 LCL | 60PP00524 | Vacon spares and service products | Vacon spares and service products |  | 0 | 0 | 0 | 1 | 0 | 1 | 1 | 1 | 2460 | 0 | 1
181B1414 | AC-choke 208A 690VAC FR9 | 60PP01046 | Vacon spares and service products | Vacon spares and service products |  | 0 | 0 | 0 | 2 | 0 | 2 | 2 | 2 | 2460 | 0 | 2
181B1415 | AC-choke 125A 690VAC FR8 | 60PP01128 | Vacon spares and service products | Vacon spares and service products |  | 0 | 0 | 0 | 3 | 0 | 3 | 3 | 3 | 2460 | 0 | 3
181B1416 | IGBT Skim 501GD128 DM | 60PP01161 | Vacon spares and service products | Vacon spares and service products |  | 0 | 0 | 0 | 1 | 0 | 1 | 1 | 1 | 2460 | 0 | 1
181B1417 | Direct fan supply kit FR8 Gen1 400V | 60S0000110 | Vacon spares and service products | Vacon spares and service products |  | 0 | 0 | 0 | 2 | 0 | 2 | 2 | 2 | 2460 | 0 | 2
181B1418 | Power module ass. 920A 500V w/o brake | 60SA-FR12-0920-5-ANV | Vacon spares and service products | Vacon spares and service products |  | 0 | 0 | 0 | 2 | 0 | 2 | 2 | 2 | 2460 | 0 | 2
181B1419 | Power board 12A 500V FR4 -not programmed | 60SA-VB00210-0012-5-XXV | Vacon spares and service products | Vacon spares and service products |  | 0 | 0 | 0 | 1 | 0 | 1 | 1 | 1 | 2460 | 0 | 1
181B1420 | Power board 140-205A 500V FR8 -not progr | 60SA-VB00236-0000-5-XXV | Vacon spares and service products | Vacon spares and service products |  | 0 | 0 | 0 | 1 | 0 | 1 | 1 | 1 | 2460 | 0 | 1
181B1421 | Power board 31A 500V FR5 with brake | 60SA-VB00413-0031-5-ABV | Vacon spares and service products | Vacon spares and service products |  | 0 | 0 | 0 | 5 | 0 | 5 | 5 | 5 | 2460 | 0 | 5
181B1422 | Power board 100A 690V FR8 with brake | 60SA-VB00422-0100-6-ABV | Vacon spares and service products | Vacon spares and service products |  | 0 | 0 | 0 | 2 | 0 | 2 | 2 | 2 | 2460 | 0 | 2
181B1423 | Star coupler board | 60VB00336 | Vacon spares and service products | Vacon spares and service products |  | 0 | 0 | 0 | 2 | 0 | 2 | 2 | 2 | 2460 | 0 | 2
181B1426 | 3DI(Encoder 10..24V),+15/+24 Vout, varn. | OPT-A5 | Vacon Option and Accessory | Vacon Option and Accessory |  | 0 | 1 | 0 | 2 | 0 | 3 | 2 | 3 | 2460 | 2 | 1
181B1427 | Power Board 16-31A 500V FR5 | 60SA-VB00213-0000-5-XXV | Vacon spares and service products | Vacon spares and service products |  | 0 | 0 | 0 | 0 | 1 | 1 | 1 | 1 | 2460 | 0 | 1
181B1439 | Cabel RS232 2m PC |  | Vacon Option and Accessory | Vacon Option and Accessory |  | 0 | 0 | 0 | 2 | 0 | 2 | 2 | 2 | 2460 | 0 | 2
181B1440 | Cabel RS232 4m |  | Vacon Option and Accessory | Vacon Option and Accessory |  | 0 | 0 | 0 | 2 | 0 | 2 | 2 | 2 | 2460 | 0 | 2
181B1569 | 1AI(mA,isolated),2AO(mA,isolated),+24V | OPT-B4 | Vacon Option and Accessory | Vacon Option and Accessory |  | 0 | 0 | 2 | 0 | 0 | 2 | 2 | 2 | 2460 | 0 | 2
181B1764 | Power module 300A 500V FI9 w/o brake | 60SA-FI09-0300-5-ANV | Vacon spares and service products | Vacon spares and service products |  | 0 | 2 | 0 | 0 | 0 | 2 | 0 | 2 | 2460 | 1 | 1
181B1998 | Front cover kit dark grey | SPR-MEC23724 | Vacon spares and service products | Vacon spares and service products |  | 0 | 0 | 1 | 0 | 0 | 1 | 1 | 1 | 2460 | 0 | 1
181B2186 | Side cover L+R black | SPR-MEC21589 | Vacon spares and service products | Vacon spares and service products |  | 0 | 0 | 1 | 0 | 0 | 1 | 1 | 1 | 2460 | 0 | 1
181B2270 | Side cover left black | SPR-MEC23638 | Vacon spares and service products | Vacon spares and service products |  | 0 | 0 | 1 | 0 | 0 | 1 | 1 | 1 | 2460 | 0 | 1
181B2536 | ASIC cover assembly with fan for Air/Liq | SPR-MEC28571 | Vacon spares and service products | Vacon spares and service products |  | 0 | 0 | 1 | 0 | 0 | 1 | 1 | 1 | 2460 | 0 | 1
181B2565 | Rectifier board CH7x | SPR-CMB28592 | Vacon spares and service products | Vacon spares and service products |  | 0 | 0 | 0 | 4 | 0 | 4 | 4 | 4 | 2460 | 0 | 4
181B2676 | Primary choke 3KU210/78 100kV for solar | SPR-ELE16400 | Vacon spares and service products | Vacon spares and service products |  | 0 | 0 | 0 | 1 | 0 | 1 | 1 | 1 | 2460 | 0 | 1
181B2677 | Secondary choke 3KU150/50 100kV for sola | SPR-ELE16401 | Vacon spares and service products | Vacon spares and service products |  | 0 | 0 | 0 | 1 | 0 | 1 | 1 | 1 | 2460 | 0 | 1
181B2680 | MR09 Power module wire kit | SPR-ELE09164 | Vacon spares and service products | Vacon spares and service products |  | 0 | 0 | 0 | 6 | 0 | 6 | 6 | 6 | 2460 | 0 | 6
181B2686 | HF cap ass. 25uF LCL 500/690V | SPR-ELE25043 | Vacon spares and service products | Vacon spares and service products |  | 0 | 0 | 1 | 0 | 0 | 1 | 1 | 1 | 2460 | 0 | 1
181B2908 | DC fan wire harness kit 500/690V | SPR-ELE25041 | Vacon spares and service products | Vacon spares and service products |  | 0 | 0 | 4 | 0 | 0 | 4 | 4 | 4 | 2460 | 0 | 4
192H4922 | MOTORADAPTER F.SEW MOTOREN DV100-DV132 S |  | OTHER INCOME PL09 | OTHER INCOME PL09 |  | 0 | 0 | 0 | 28 | 0 | 28 | 28 | 28 | 2460 | 0 | 28
195N2692 | Accessory bag for 2805-2815 w/o brake |  | DD Spare parts | DD Spare parts |  | 0 | 0 | 0 | 0 | 5 | 5 | 5 | 5 | 2460 | 0 | 5
AQUA01 | VLT Aqua Drive - The ultimate solution |  | DD Sales Promotion | DD Sales Promotion |  | 0 | 0 | 0 | 0 | 340 | 340 | 340 | 340 | 2460 | 0 | 340
AQUA02 | VLT Aqua Drive - The ultimate solution |  | DD Sales Promotion | DD Sales Promotion |  | 0 | 0 | 0 | 0 | 598 | 598 | 598 | 598 | 2460 | 0 | 598
CHEM01 | VLT Chemical - Safe and reliable motor c |  | DD Sales Promotion | DD Sales Promotion |  | 0 | 0 | 0 | 0 | 165 | 165 | 165 | 165 | 2460 | 0 | 165
CPVX2O11SD | VFD Control Panelfor 2x11 KW VFD Panel W |  | VLT engineered enclosed drive | VLT engineered enclosed drive |  | 0 | 0 | 0 | 0 | 1 | 1 | 1 | 1 | 2460 | 0 | 1
EC01 | EC+ - Systematic energy saving EC+ |  | DD Sales Promotion | DD Sales Promotion |  | 0 | 0 | 0 | 0 | 325 | 325 | 325 | 325 | 2460 | 0 | 325
FC360NEW01 | VLT Automation Drive FC360 New01 |  | DD Sales Promotion | DD Sales Promotion |  | 0 | 0 | 0 | 0 | 58 | 58 | 58 | 58 | 2460 | 0 | 58
FOLDER01 | Folders |  | DD Sales Promotion | DD Sales Promotion |  | 0 | 0 | 0 | 0 | 1443 | 1443 | 1443 | 1443 | 2460 | 0 | 1443
HPD01 | VLT High Power Selection Guide |  | DD Sales Promotion | DD Sales Promotion |  | 0 | 0 | 0 | 0 | 388 | 388 | 388 | 388 | 2460 | 0 | 388
HVAC01 | VLT HVAC Drive - For HVAC it has to be |  | DD Sales Promotion | DD Sales Promotion |  | 0 | 0 | 0 | 0 | 18 | 18 | 18 | 18 | 2460 | 0 | 18
HVAC02 | VLT HVAC Basic Drive - for compact sim. |  | DD Sales Promotion | DD Sales Promotion |  | 0 | 0 | 0 | 0 | 123 | 123 | 123 | 123 | 2460 | 0 | 123
MOTO01 | MOTO |  | DD Sales Promotion | DD Sales Promotion |  | 0 | 0 | 0 | 0 | 248 | 248 | 248 | 248 | 2460 | 0 | 248
P10011320F | Panel with Swi Gear for 132kw VFD-200KW |  | Accessories for Electrical Drives | Accessories for Electrical Drives |  | 0 | 0 | 0 | 0 | 1 | 1 | 1 | 1 | 2460 | 0 | 1
P102011001 | RECTIFIER PANEL 110KW3PH,415VI/P,51VDCOP |  | Accessories for Electrical Drives | Accessories for Electrical Drives |  | 0 | 0 | 0 | 0 | 1 | 1 | 1 | 1 | 2460 | 0 | 1
P10CAR315K | Switchgear Panel for 315 KW VFD Panel |  | VLT engineered enclosed drive | VLT engineered enclosed drive |  | 0 | 0 | 0 | 0 | 1 | 1 | 1 | 1 | 2460 | 0 | 1
P10IRC2PLT | Back Plate for FC302 - C2 Frame |  | Accessories for Electrical Drives | Accessories for Electrical Drives |  | 0 | 0 | 0 | 0 | 10 | 10 | 10 | 10 | 2460 | 0 | 10
PC01 | VLT Product Catalogue |  | DD Sales Promotion | DD Sales Promotion |  | 0 | 0 | 0 | 0 | 413 | 413 | 413 | 413 | 2460 | 0 | 413
PC02 | VLT Product Overview |  | DD Sales Promotion | DD Sales Promotion |  | 0 | 0 | 0 | 0 | 433 | 433 | 433 | 433 | 2460 | 0 | 433
REF01 | VLT Refrigeration - Improved efficiency |  | DD Sales Promotion | DD Sales Promotion |  | 0 | 0 | 0 | 0 | 83 | 83 | 83 | 83 | 2460 | 0 | 83
SOL01 | Solutions Ready |  | DD Sales Promotion | DD Sales Promotion |  | 0 | 0 | 0 | 0 | 50 | 50 | 50 | 50 | 2460 | 0 | 50
TE211ZA1E2 | SPACE TEMP. TRANS., 4-20mA |  | Accessories for Electrical Drives | Accessories for Electrical Drives |  | 0 | 0 | 29 | 0 | 0 | 29 | 29 | 29 | 2460 | 22 | 7
TE211ZBB2A1E5 | TEMPERATURE TRANSDUCERS |  | Accessories for Electrical Drives | Accessories for Electrical Drives |  | 0 | 0 | 0 | 0 | 1 | 1 | 1 | 1 | 2460 | 0 | 1
This shape represents a table slicer. Table slicers are not supported in this version of Excel. If the shape was modified in an earlier version of Excel, or if the workbook was saved in Excel 2007 or earlier, the slicer can't be used.
This shape represents a table slicer. Table slicers are not supported in this version of Excel. If the shape was modified in an earlier version of Excel, or if the workbook was saved in Excel 2007 or earlier, the slicer can't be used.